## Aerosol Master
Ref | GrimeDirt | AppMeth | LoadingUn | LoadingNum | ConvertedLoading | ConvertedLoadingUn | CoupArea | CoupAreaUn | ConvertedCoupArea | ConvertedCoupAreaUn | Rinsate | RinsateUn | ConcDoseCtrl | ConcDoseNum | ConcDoseUn | ConvertedConcDose | ConvertedConcDoseUn | TempCtrl | TempNum | RHCtrl | RHNum | SurfMed | ContTimeDesc | ContTimeNumMin | TotalApp | EffGreater | Eff | EffMeas | EffVar | EffVarStat | ConvertedEff | ConvertedEffMeas | LPosRec | N | MatComp | VolApp | VolAppUn | ConvertedVolApp | ConvertedVolAppUn | CT | CTUn | RinsateLess | Positives | WaterRinse | Surface | VolAppDen(L/m^2) | VolAppDenUn | ClO2(ppm) | MB(mg/L) | H2O2(ppm) | PosCalc | LPosRecCalc
von Woedtke 2004 Sporicidal efficacy of hydrogen peroxide aerosol |  | Aerosol |  |  |  |  | 256 | mm^2 | 0.000256 | m^2 |  |  |  | 1 | wt% |  |  |  | 25 |  | 50 | BioStrip (paper) | time until neutralization | 60.598 |  |  | 0.79648 | LR |  | min,max |  |  |  | 5 | [10 empty] | other porous |  | /mm^2
von Woedtke 2004 Sporicidal efficacy of hydrogen peroxide aerosol |  | Aerosol |  |  |  |  | 256 | mm^2 | 0.000256 | m^2 |  |  |  | 1 | wt% |  |  |  | 25 |  | 50 | BioStrip (paper) | time until neutralization | 177.8073 |  |  | 1.4038 | LR |  | min,max |  |  |  | 5 | [10 empty] | other porous |  | /mm^2
von Woedtke 2004 Sporicidal efficacy of hydrogen peroxide aerosol |  | Aerosol |  |  |  |  | 256 | mm^2 | 0.000256 | m^2 |  |  |  | 1 | wt% |  |  |  | 25 |  | 50 | BioStrip (paper) | time until neutralization | 300.3987 |  |  | 2.3853 | LR |  | min,max |  |  |  | 5 | [10 empty] | other porous |  | /mm^2
von Woedtke 2004 Sporicidal efficacy of hydrogen peroxide aerosol |  | Aerosol |  |  |  |  | 256 | mm^2 | 0.000256 | m^2 |  |  |  | 1 | wt% |  |  |  | 25 |  | 50 | BioStrip (paper) | time until neutralization | 419.402 |  |  | 2.506 | LR |  | min,max |  |  |  | 5 | [10 empty] | other porous |  | /mm^2
von Woedtke 2004 Sporicidal efficacy of hydrogen peroxide aerosol |  | Aerosol |  |  |  |  | 256 | mm^2 | 0.000256 | m^2 |  |  |  | 1 | wt% |  |  |  | 25 |  | 50 | BioStrip (paper) | time until neutralization | 30.6977 |  |  | 1.5212 | LR |  | min,max |  |  |  | 5 | [10 empty] | other porous |  | /mm^2
von Woedtke 2004 Sporicidal efficacy of hydrogen peroxide aerosol |  | Aerosol |  |  |  |  | 256 | mm^2 | 0.000256 | m^2 |  |  |  | 1 | wt% |  |  |  | 25 |  | 50 | BioStrip (paper) | time until neutralization | 60 |  |  | 1.3206 | LR |  | min,max |  |  |  | 5 | [10 empty] | other porous |  | /mm^2
von Woedtke 2004 Sporicidal efficacy of hydrogen peroxide aerosol |  | Aerosol |  |  |  |  | 256 | mm^2 | 0.000256 | m^2 |  |  |  | 1 | wt% |  |  |  | 25 |  | 50 | BioStrip (paper) | time until neutralization | 120.9967 |  |  | 6.2971 | LR |  | min,max |  |  |  | 5 | [10 empty] | other porous |  | /mm^2
von Woedtke 2004 Sporicidal efficacy of hydrogen peroxide aerosol |  | Aerosol |  |  |  |  | 256 | mm^2 | 0.000256 | m^2 |  |  |  | 1 | wt% |  |  |  | 60 |  | 50 | BioStrip (paper) | time until neutralization | 10 |  | > | 6.3 | LR | >6.3,>6.3 | min,max |  |  |  | 5 | [10 empty] | other porous |  | /mm^2 |  |  |  | 0 | 6.3
von Woedtke 2004 Sporicidal efficacy of hydrogen peroxide aerosol |  | Aerosol | CFU | 1000000 |  |  | 255 | mm^2 | 0.000255 | m^2 |  |  |  | 1 | wt% |  |  |  | 60 |  | 50 | Polyethylene | time until neutralization | 10 |  | > | 5.4 | LR | 1.4,>5.4 | min,max |  |  |  | 5 | [12 empty] | /mm^2 |  |  |  | 0 | 5.4
von Woedtke 2004 Sporicidal efficacy of hydrogen peroxide aerosol |  | Aerosol | CFU | 1000000 |  |  | 255 | mm^2 | 0.000255 | m^2 |  |  |  | 1 | wt% |  |  |  | 60 |  | 50 | Ceramics | time until neutralization | 10 |  |  | 3.5 | LR | 2.3,>5.4 | min,max |  |  |  | 5 | [10 empty] | smooth tile |  | /mm^2
von Woedtke 2004 Sporicidal efficacy of hydrogen peroxide aerosol |  | Aerosol | CFU | 1000000 |  |  | 255 | mm^2 | 0.000255 | m^2 |  |  |  | 1 | wt% |  |  |  | 60 |  | 50 | Polystyrene | time until neutralization | 10 |  |  | 2.2 | LR | 1.6,>5.3 | min,max |  |  |  | 5 | [12 empty] | /mm^2
von Woedtke 2004 Sporicidal efficacy of hydrogen peroxide aerosol |  | Aerosol | CFU | 1000000 |  |  | 255 | mm^2 | 0.000255 | m^2 |  |  |  | 1 | wt% |  |  |  | 60 |  | 50 | aluminum foil | time until neutralization | 10 |  |  | 1.9 | LR | 0.3,>5.4 | min,max |  |  |  | 5 | [12 empty] | /mm^2
von Woedtke 2004 Sporicidal efficacy of hydrogen peroxide aerosol |  | Aerosol | CFU | 1000000 |  |  | 256 | mm^2 | 0.000256 | m^2 |  |  |  | 1 | wt% |  |  |  | 60 |  | 50 | Paper | time until neutralization | 10 |  |  | 1.2 | LR | 0.6,>4.8 | min,max |  |  |  | 5 | [10 empty] | other porous |  | /mm^2
von Woedtke 2004 Sporicidal efficacy of hydrogen peroxide aerosol |  | Aerosol | CFU | 1000000 |  |  | 133 | mm^2 | 0.000133 | m^2 |  |  |  | 1 | wt% |  |  |  | 60 |  | 50 | glass | time until neutralization | 10 |  |  | 0.4 | LR | 0.1,>5.4 | min,max |  |  |  | 5 | [10 empty] | glass |  | /mm^2

## Aerosol Data
Value
Number of Records | 14
Records Including Grime Dirt | 0
Records Including Rinsate | 0
| Units | Minimum | Maximum | Mean/Mode | Standard Deviation
Coupon Area | m^2 | 0.000133 | 0.000256 | 0.00024693 | 3.2794e-05
Loading | CFU | 1000000 | 1000000 | 1000000 | 0
Number of Applications | NA | NA | NA | NA | NA
Temperature | Celsius | 25 | 60 | 42.5 | 18.1606
Relative Humidity | % | 50 | 50 | 50 | 0
Contact Time | Minutes | 10 | 419.402 | 88.5643 | 127.5499
Concentration of Active Decon Agent | wt% | 1 | 1 | 1 | 0
Efficacy | LR | 0.4 | 6.3 | 2.6522 | 1.9799
Volume Applied | NA | NA | NA | NA | NA

## Aqueous Suspension Master
Ref | GrimeDirt | AppMeth | LoadingUn | LoadingNum | ConvertedLoading | ConvertedLoadingUn | CoupArea | CoupAreaUn | ConvertedCoupArea | ConvertedCoupAreaUn | Rinsate | RinsateUn | ConcDoseCtrl | ConcDoseNum | ConcDoseUn | ConvertedConcDose | ConvertedConcDoseUn | TempCtrl | TempNum | RHCtrl | RHNum | SurfMed | ContTimeDesc | ContTimeNumMin | TotalApp | EffGreater | Eff | EffMeas | EffVar | EffVarStat | ConvertedEff | ConvertedEffMeas | LPosRec | N | MatComp | VolApp | VolAppUn | ConvertedVolApp | ConvertedVolAppUn | CT | CTUn | RinsateLess | Positives | WaterRinse | Surface | VolAppDen(L/m^2) | VolAppDenUn | ClO2(ppm) | MB(mg/L) | H2O2(ppm) | PosCalc | LPosRecCalc
Oie 2011 Disinfection methods for spores of Bacillus atrophaeus, B. anthracis, Clostridium tetani, C. botulinum and C. difficile |  | Aqueous Suspension | CFU/mL | 10000000 |  |  | 1 | mL | 1e-06 | m^3 |  |  |  | 0.1 | wt% |  |  | 2 | 22 |  | 50 | aqueous suspension | time until neutralization | 0 |  |  | 7.0414 | LSurv |  |  |  |  | 7 | [13 empty] | /mL |  |  |  |  | 7
Oie 2011 Disinfection methods for spores of Bacillus atrophaeus, B. anthracis, Clostridium tetani, C. botulinum and C. difficile |  | Aqueous Suspension | CFU/mL | 10000000 |  |  | 1 | mL | 1e-06 | m^3 |  |  |  | 0.1 | wt% |  |  | 2 | 22 |  | 50 | aqueous suspension | time until neutralization | 1 |  |  | 7 | LSurv |  |  |  |  | 7 | [13 empty] | /mL |  |  |  |  | 7
Oie 2011 Disinfection methods for spores of Bacillus atrophaeus, B. anthracis, Clostridium tetani, C. botulinum and C. difficile |  | Aqueous Suspension | CFU/mL | 10000000 |  |  | 1 | mL | 1e-06 | m^3 |  |  |  | 0.1 | wt% |  |  | 2 | 22 |  | 50 | aqueous suspension | time until neutralization | 5 |  |  | 6.7993 | LSurv |  |  |  |  | 7 | [13 empty] | /mL |  |  |  |  | 7
Oie 2011 Disinfection methods for spores of Bacillus atrophaeus, B. anthracis, Clostridium tetani, C. botulinum and C. difficile |  | Aqueous Suspension | CFU/mL | 10000000 |  |  | 1 | mL | 1e-06 | m^3 |  |  |  | 0.1 | wt% |  |  | 2 | 22 |  | 50 | aqueous suspension | time until neutralization | 10 |  |  | 6.8751 | LSurv |  |  |  |  | 7 | [13 empty] | /mL |  |  |  |  | 7
Oie 2011 Disinfection methods for spores of Bacillus atrophaeus, B. anthracis, Clostridium tetani, C. botulinum and C. difficile |  | Aqueous Suspension | CFU/mL | 10000000 |  |  | 1 | mL | 1e-06 | m^3 |  |  |  | 0.1 | wt% |  |  | 2 | 22 |  | 50 | aqueous suspension | time until neutralization | 20 |  |  | 6.2304 | LSurv |  |  |  |  | 7 | [13 empty] | /mL |  |  |  |  | 7
Oie 2011 Disinfection methods for spores of Bacillus atrophaeus, B. anthracis, Clostridium tetani, C. botulinum and C. difficile |  | Aqueous Suspension | CFU/mL | 10000000 |  |  | 1 | mL | 1e-06 | m^3 |  |  |  | 0.1 | wt% |  |  | 2 | 22 |  | 50 | aqueous suspension | time until neutralization | 30 |  | < | 1.699 | LSurv |  |  |  |  | 7 | [13 empty] | /mL |  |  |  | 0 | 7
Oie 2011 Disinfection methods for spores of Bacillus atrophaeus, B. anthracis, Clostridium tetani, C. botulinum and C. difficile |  | Aqueous Suspension | CFU/mL | 10000000 |  |  | 1 | mL | 1e-06 | m^3 |  |  |  | 0.1 | wt% |  |  | 2 | 22 |  | 50 | aqueous suspension | time until neutralization | 60 |  | < | 1.699 | LSurv |  |  |  |  | 7 | [13 empty] | /mL |  |  |  | 0 | 7
Oie 2011 Disinfection methods for spores of Bacillus atrophaeus, B. anthracis, Clostridium tetani, C. botulinum and C. difficile |  | Aqueous Suspension | CFU/mL | 10000000 |  |  | 1 | mL | 1e-06 | m^3 |  |  |  | 0.1 | wt% |  |  | 2 | 22 |  | 50 | aqueous suspension | time until neutralization | 120 |  | < | 1.699 | LSurv |  |  |  |  | 7 | [13 empty] | /mL |  |  |  | 0 | 7
Oie 2011 Disinfection methods for spores of Bacillus atrophaeus, B. anthracis, Clostridium tetani, C. botulinum and C. difficile |  | Aqueous Suspension | CFU/mL | 10000000 |  |  | 1 | mL | 1e-06 | m^3 |  |  |  | 0.1 | wt% |  |  | 2 | 22 |  | 50 | aqueous suspension | time until neutralization | 0 |  |  | 7.0414 | LSurv |  |  |  |  | 7 | [13 empty] | /mL |  |  |  |  | 7
Oie 2011 Disinfection methods for spores of Bacillus atrophaeus, B. anthracis, Clostridium tetani, C. botulinum and C. difficile |  | Aqueous Suspension | CFU/mL | 10000000 |  |  | 1 | mL | 1e-06 | m^3 |  |  |  | 0.1 | wt% |  |  | 2 | 22 |  | 50 | aqueous suspension | time until neutralization | 1 |  |  | 6.1139 | LSurv |  |  |  |  | 7 | [13 empty] | /mL |  |  |  |  | 7
Oie 2011 Disinfection methods for spores of Bacillus atrophaeus, B. anthracis, Clostridium tetani, C. botulinum and C. difficile |  | Aqueous Suspension | CFU/mL | 10000000 |  |  | 1 | mL | 1e-06 | m^3 |  |  |  | 0.1 | wt% |  |  | 2 | 22 |  | 50 | aqueous suspension | time until neutralization | 5 |  |  | 5.8451 | LSurv |  |  |  |  | 7 | [13 empty] | /mL |  |  |  |  | 7
Oie 2011 Disinfection methods for spores of Bacillus atrophaeus, B. anthracis, Clostridium tetani, C. botulinum and C. difficile |  | Aqueous Suspension | CFU/mL | 10000000 |  |  | 1 | mL | 1e-06 | m^3 |  |  |  | 0.1 | wt% |  |  | 2 | 22 |  | 50 | aqueous suspension | time until neutralization | 10 |  |  | 3.1139 | LSurv |  |  |  |  | 7 | [13 empty] | /mL |  |  |  |  | 7
Oie 2011 Disinfection methods for spores of Bacillus atrophaeus, B. anthracis, Clostridium tetani, C. botulinum and C. difficile |  | Aqueous Suspension | CFU/mL | 10000000 |  |  | 1 | mL | 1e-06 | m^3 |  |  |  | 0.1 | wt% |  |  | 2 | 22 |  | 50 | aqueous suspension | time until neutralization | 20 |  | < | 1.699 | LSurv |  |  |  |  | 7 | [13 empty] | /mL |  |  |  | 0 | 7
Oie 2011 Disinfection methods for spores of Bacillus atrophaeus, B. anthracis, Clostridium tetani, C. botulinum and C. difficile |  | Aqueous Suspension | CFU/mL | 10000000 |  |  | 1 | mL | 1e-06 | m^3 |  |  |  | 0.1 | wt% |  |  | 2 | 22 |  | 50 | aqueous suspension | time until neutralization | 30 |  | < | 1.699 | LSurv |  |  |  |  | 7 | [13 empty] | /mL |  |  |  | 0 | 7
Oie 2011 Disinfection methods for spores of Bacillus atrophaeus, B. anthracis, Clostridium tetani, C. botulinum and C. difficile |  | Aqueous Suspension | CFU/mL | 10000000 |  |  | 1 | mL | 1e-06 | m^3 |  |  |  | 0.1 | wt% |  |  | 2 | 22 |  | 50 | aqueous suspension | time until neutralization | 60 |  | < | 1.699 | LSurv |  |  |  |  | 7 | [13 empty] | /mL |  |  |  | 0 | 7
Oie 2011 Disinfection methods for spores of Bacillus atrophaeus, B. anthracis, Clostridium tetani, C. botulinum and C. difficile |  | Aqueous Suspension | CFU/mL | 10000000 |  |  | 1 | mL | 1e-06 | m^3 |  |  |  | 0.1 | wt% |  |  | 2 | 22 |  | 50 | aqueous suspension | time until neutralization | 120 |  | < | 1.699 | LSurv |  |  |  |  | 7 | [13 empty] | /mL |  |  |  | 0 | 7
Oie 2011 Disinfection methods for spores of Bacillus atrophaeus, B. anthracis, Clostridium tetani, C. botulinum and C. difficile |  | Aqueous Suspension | CFU/mL | 10000000 |  |  | 1 | mL | 1e-06 | m^3 |  |  |  | 0.1 | wt% |  |  | 2 | 22 |  | 50 | aqueous suspension | time until neutralization | 0 |  |  | 7.0414 | LSurv |  |  |  |  | 7 | [13 empty] | /mL |  |  |  |  | 7
Oie 2011 Disinfection methods for spores of Bacillus atrophaeus, B. anthracis, Clostridium tetani, C. botulinum and C. difficile |  | Aqueous Suspension | CFU/mL | 10000000 |  |  | 1 | mL | 1e-06 | m^3 |  |  |  | 0.1 | wt% |  |  | 2 | 22 |  | 50 | aqueous suspension | time until neutralization | 1 |  |  | 7 | LSurv |  |  |  |  | 7 | [13 empty] | /mL |  |  |  |  | 7
Oie 2011 Disinfection methods for spores of Bacillus atrophaeus, B. anthracis, Clostridium tetani, C. botulinum and C. difficile |  | Aqueous Suspension | CFU/mL | 10000000 |  |  | 1 | mL | 1e-06 | m^3 |  |  |  | 0.1 | wt% |  |  | 2 | 22 |  | 50 | aqueous suspension | time until neutralization | 5 |  |  | 6.7993 | LSurv |  |  |  |  | 7 | [13 empty] | /mL |  |  |  |  | 7
Oie 2011 Disinfection methods for spores of Bacillus atrophaeus, B. anthracis, Clostridium tetani, C. botulinum and C. difficile |  | Aqueous Suspension | CFU/mL | 10000000 |  |  | 1 | mL | 1e-06 | m^3 |  |  |  | 0.1 | wt% |  |  | 2 | 22 |  | 50 | aqueous suspension | time until neutralization | 10 |  |  | 6.8751 | LSurv |  |  |  |  | 7 | [13 empty] | /mL |  |  |  |  | 7
Oie 2011 Disinfection methods for spores of Bacillus atrophaeus, B. anthracis, Clostridium tetani, C. botulinum and C. difficile |  | Aqueous Suspension | CFU/mL | 10000000 |  |  | 1 | mL | 1e-06 | m^3 |  |  |  | 0.1 | wt% |  |  | 2 | 22 |  | 50 | aqueous suspension | time until neutralization | 20 |  |  | 6.2304 | LSurv |  |  |  |  | 7 | [13 empty] | /mL |  |  |  |  | 7
Oie 2011 Disinfection methods for spores of Bacillus atrophaeus, B. anthracis, Clostridium tetani, C. botulinum and C. difficile |  | Aqueous Suspension | CFU/mL | 10000000 |  |  | 1 | mL | 1e-06 | m^3 |  |  |  | 0.1 | wt% |  |  | 2 | 22 |  | 50 | aqueous suspension | time until neutralization | 30 |  | < | 1.699 | LSurv |  |  |  |  | 7 | [13 empty] | /mL |  |  |  | 0 | 7
Oie 2011 Disinfection methods for spores of Bacillus atrophaeus, B. anthracis, Clostridium tetani, C. botulinum and C. difficile |  | Aqueous Suspension | CFU/mL | 10000000 |  |  | 1 | mL | 1e-06 | m^3 |  |  |  | 0.1 | wt% |  |  | 2 | 22 |  | 50 | aqueous suspension | time until neutralization | 60 |  | < | 1.699 | LSurv |  |  |  |  | 7 | [13 empty] | /mL |  |  |  | 0 | 7
Oie 2011 Disinfection methods for spores of Bacillus atrophaeus, B. anthracis, Clostridium tetani, C. botulinum and C. difficile |  | Aqueous Suspension | CFU/mL | 10000000 |  |  | 1 | mL | 1e-06 | m^3 |  |  |  | 0.1 | wt% |  |  | 2 | 22 |  | 50 | aqueous suspension | time until neutralization | 0 |  |  | 7.1461 | LSurv |  |  |  |  | 7.1 | [13 empty] | /mL |  |  |  |  | 7.1
Oie 2011 Disinfection methods for spores of Bacillus atrophaeus, B. anthracis, Clostridium tetani, C. botulinum and C. difficile |  | Aqueous Suspension | CFU/mL | 10000000 |  |  | 1 | mL | 1e-06 | m^3 |  |  |  | 0.1 | wt% |  |  | 2 | 22 |  | 50 | aqueous suspension | time until neutralization | 0.25 |  |  | 1.8751 | LSurv |  |  |  |  | 7 | [13 empty] | /mL |  |  |  |  | 7
Oie 2011 Disinfection methods for spores of Bacillus atrophaeus, B. anthracis, Clostridium tetani, C. botulinum and C. difficile |  | Aqueous Suspension | CFU/mL | 10000000 |  |  | 1 | mL | 1e-06 | m^3 |  |  |  | 0.1 | wt% |  |  | 2 | 22 |  | 50 | aqueous suspension | time until neutralization | 0.5 |  | < | 1.699 | LSurv |  |  |  |  | 7 | [13 empty] | /mL |  |  |  | 0 | 7
Oie 2011 Disinfection methods for spores of Bacillus atrophaeus, B. anthracis, Clostridium tetani, C. botulinum and C. difficile |  | Aqueous Suspension | CFU/mL | 10000000 |  |  | 1 | mL | 1e-06 | m^3 |  |  |  | 0.1 | wt% |  |  | 2 | 22 |  | 50 | aqueous suspension | time until neutralization | 1 |  | < | 1.699 | LSurv |  |  |  |  | 7 | [13 empty] | /mL |  |  |  | 0 | 7
Oie 2011 Disinfection methods for spores of Bacillus atrophaeus, B. anthracis, Clostridium tetani, C. botulinum and C. difficile |  | Aqueous Suspension | CFU/mL | 10000000 |  |  | 1 | mL | 1e-06 | m^3 |  |  |  | 0.1 | wt% |  |  | 2 | 22 |  | 50 | aqueous suspension | time until neutralization | 5 |  | < | 1.699 | LSurv |  |  |  |  | 7 | [13 empty] | /mL |  |  |  | 0 | 7
Oie 2011 Disinfection methods for spores of Bacillus atrophaeus, B. anthracis, Clostridium tetani, C. botulinum and C. difficile |  | Aqueous Suspension | CFU/mL | 10000000 |  |  | 1 | mL | 1e-06 | m^3 |  |  |  | 0.1 | wt% |  |  | 2 | 22 |  | 50 | aqueous suspension | time until neutralization | 10 |  | < | 1.699 | LSurv |  |  |  |  | 7 | [13 empty] | /mL |  |  |  | 0 | 7
Oie 2011 Disinfection methods for spores of Bacillus atrophaeus, B. anthracis, Clostridium tetani, C. botulinum and C. difficile |  | Aqueous Suspension | CFU/mL | 10000000 |  |  | 1 | mL | 1e-06 | m^3 |  |  |  | 0.1 | wt% |  |  | 2 | 22 |  | 50 | aqueous suspension | time until neutralization | 20 |  | < | 1.699 | LSurv |  |  |  |  | 7 | [13 empty] | /mL |  |  |  | 0 | 7
Oie 2011 Disinfection methods for spores of Bacillus atrophaeus, B. anthracis, Clostridium tetani, C. botulinum and C. difficile |  | Aqueous Suspension | CFU/mL | 10000000 |  |  | 1 | mL | 1e-06 | m^3 |  |  |  | 0.1 | wt% |  |  | 2 | 22 |  | 50 | aqueous suspension | time until neutralization | 30 |  | < | 1.699 | LSurv |  |  |  |  | 7 | [13 empty] | /mL |  |  |  | 0 | 7
Oie 2011 Disinfection methods for spores of Bacillus atrophaeus, B. anthracis, Clostridium tetani, C. botulinum and C. difficile |  | Aqueous Suspension | CFU/mL | 10000000 |  |  | 1 | mL | 1e-06 | m^3 |  |  |  | 0.1 | wt% |  |  | 2 | 22 |  | 50 | aqueous suspension | time until neutralization | 60 |  | < | 1.699 | LSurv |  |  |  |  | 7 | [13 empty] | /mL |  |  |  | 0 | 7
Oie 2011 Disinfection methods for spores of Bacillus atrophaeus, B. anthracis, Clostridium tetani, C. botulinum and C. difficile |  | Aqueous Suspension | CFU/mL | 10000000 |  |  | 1 | mL | 1e-06 | m^3 |  |  |  | 0.5 | wt% |  |  | 2 | 22 |  | 50 | aqueous suspension | time until neutralization | 0 |  |  | 7.1761 | LSurv |  |  |  |  | 7.2 | [13 empty] | /mL |  |  |  |  | 7.2
Oie 2011 Disinfection methods for spores of Bacillus atrophaeus, B. anthracis, Clostridium tetani, C. botulinum and C. difficile |  | Aqueous Suspension | CFU/mL | 10000000 |  |  | 1 | mL | 1e-06 | m^3 |  |  |  | 0.5 | wt% |  |  | 2 | 22 |  | 50 | aqueous suspension | time until neutralization | 1 |  |  | 7.1139 | LSurv |  |  |  |  | 7.2 | [13 empty] | /mL |  |  |  |  | 7.2
Oie 2011 Disinfection methods for spores of Bacillus atrophaeus, B. anthracis, Clostridium tetani, C. botulinum and C. difficile |  | Aqueous Suspension | CFU/mL | 10000000 |  |  | 1 | mL | 1e-06 | m^3 |  |  |  | 0.5 | wt% |  |  | 2 | 22 |  | 50 | aqueous suspension | time until neutralization | 5 |  |  | 6.8921 | LSurv |  |  |  |  | 7.2 | [13 empty] | /mL |  |  |  |  | 7.2
Oie 2011 Disinfection methods for spores of Bacillus atrophaeus, B. anthracis, Clostridium tetani, C. botulinum and C. difficile |  | Aqueous Suspension | CFU/mL | 10000000 |  |  | 1 | mL | 1e-06 | m^3 |  |  |  | 0.5 | wt% |  |  | 2 | 22 |  | 50 | aqueous suspension | time until neutralization | 10 |  |  | 6 | LSurv |  |  |  |  | 7.2 | [13 empty] | /mL |  |  |  |  | 7.2
Oie 2011 Disinfection methods for spores of Bacillus atrophaeus, B. anthracis, Clostridium tetani, C. botulinum and C. difficile |  | Aqueous Suspension | CFU/mL | 10000000 |  |  | 1 | mL | 1e-06 | m^3 |  |  |  | 0.5 | wt% |  |  | 2 | 22 |  | 50 | aqueous suspension | time until neutralization | 20 |  | < | 1.699 | LSurv |  |  |  |  | 7.2 | [13 empty] | /mL |  |  |  | 0 | 7.2
Oie 2011 Disinfection methods for spores of Bacillus atrophaeus, B. anthracis, Clostridium tetani, C. botulinum and C. difficile |  | Aqueous Suspension | CFU/mL | 10000000 |  |  | 1 | mL | 1e-06 | m^3 |  |  |  | 0.5 | wt% |  |  | 2 | 22 |  | 50 | aqueous suspension | time until neutralization | 30 |  | < | 1.699 | LSurv |  |  |  |  | 7.2 | [13 empty] | /mL |  |  |  | 0 | 7.2
Oie 2011 Disinfection methods for spores of Bacillus atrophaeus, B. anthracis, Clostridium tetani, C. botulinum and C. difficile |  | Aqueous Suspension | CFU/mL | 10000000 |  |  | 1 | mL | 1e-06 | m^3 |  |  |  | 0.5 | wt% |  |  | 2 | 22 |  | 50 | aqueous suspension | time until neutralization | 60 |  | < | 1.699 | LSurv |  |  |  |  | 7.2 | [13 empty] | /mL |  |  |  | 0 | 7.2
Oie 2011 Disinfection methods for spores of Bacillus atrophaeus, B. anthracis, Clostridium tetani, C. botulinum and C. difficile |  | Aqueous Suspension | CFU/mL | 10000000 |  |  | 1 | mL | 1e-06 | m^3 |  |  |  | 0.5 | wt% |  |  | 2 | 22 |  | 50 | aqueous suspension | time until neutralization | 0 |  |  | 7 | LSurv |  |  |  |  | 7 | [13 empty] | /mL |  |  |  |  | 7
Oie 2011 Disinfection methods for spores of Bacillus atrophaeus, B. anthracis, Clostridium tetani, C. botulinum and C. difficile |  | Aqueous Suspension | CFU/mL | 10000000 |  |  | 1 | mL | 1e-06 | m^3 |  |  |  | 0.5 | wt% |  |  | 2 | 22 |  | 50 | aqueous suspension | time until neutralization | 0.25 |  | < | 1.699 | LSurv |  |  |  |  | 7 | [13 empty] | /mL |  |  |  | 0 | 7
Oie 2011 Disinfection methods for spores of Bacillus atrophaeus, B. anthracis, Clostridium tetani, C. botulinum and C. difficile |  | Aqueous Suspension | CFU/mL | 10000000 |  |  | 1 | mL | 1e-06 | m^3 |  |  |  | 0.5 | wt% |  |  | 2 | 22 |  | 50 | aqueous suspension | time until neutralization | 0.5 |  | < | 1.699 | LSurv |  |  |  |  | 7 | [13 empty] | /mL |  |  |  | 0 | 7
Oie 2011 Disinfection methods for spores of Bacillus atrophaeus, B. anthracis, Clostridium tetani, C. botulinum and C. difficile |  | Aqueous Suspension | CFU/mL | 10000000 |  |  | 1 | mL | 1e-06 | m^3 |  |  |  | 0.5 | wt% |  |  | 2 | 22 |  | 50 | aqueous suspension | time until neutralization | 1 |  | < | 1.699 | LSurv |  |  |  |  | 7 | [13 empty] | /mL |  |  |  | 0 | 7
Oie 2011 Disinfection methods for spores of Bacillus atrophaeus, B. anthracis, Clostridium tetani, C. botulinum and C. difficile |  | Aqueous Suspension | CFU/mL | 10000000 |  |  | 1 | mL | 1e-06 | m^3 |  |  |  | 0.5 | wt% |  |  | 2 | 22 |  | 50 | aqueous suspension | time until neutralization | 5 |  | < | 1.699 | LSurv |  |  |  |  | 7 | [13 empty] | /mL |  |  |  | 0 | 7
Oie 2011 Disinfection methods for spores of Bacillus atrophaeus, B. anthracis, Clostridium tetani, C. botulinum and C. difficile |  | Aqueous Suspension | CFU/mL | 10000000 |  |  | 1 | mL | 1e-06 | m^3 |  |  |  | 0.5 | wt% |  |  | 2 | 22 |  | 50 | aqueous suspension | time until neutralization | 10 |  | < | 1.699 | LSurv |  |  |  |  | 7 | [13 empty] | /mL |  |  |  | 0 | 7
Oie 2011 Disinfection methods for spores of Bacillus atrophaeus, B. anthracis, Clostridium tetani, C. botulinum and C. difficile |  | Aqueous Suspension | CFU/mL | 10000000 |  |  | 1 | mL | 1e-06 | m^3 |  |  |  | 0.5 | wt% |  |  | 2 | 22 |  | 50 | aqueous suspension | time until neutralization | 20 |  | < | 1.699 | LSurv |  |  |  |  | 7 | [13 empty] | /mL |  |  |  | 0 | 7
Oie 2011 Disinfection methods for spores of Bacillus atrophaeus, B. anthracis, Clostridium tetani, C. botulinum and C. difficile |  | Aqueous Suspension | CFU/mL | 10000000 |  |  | 1 | mL | 1e-06 | m^3 |  |  |  | 0.5 | wt% |  |  | 2 | 22 |  | 50 | aqueous suspension | time until neutralization | 30 |  | < | 1.699 | LSurv |  |  |  |  | 7 | [13 empty] | /mL |  |  |  | 0 | 7
Oie 2011 Disinfection methods for spores of Bacillus atrophaeus, B. anthracis, Clostridium tetani, C. botulinum and C. difficile |  | Aqueous Suspension | CFU/mL | 10000000 |  |  | 1 | mL | 1e-06 | m^3 |  |  |  | 0.5 | wt% |  |  | 2 | 22 |  | 50 | aqueous suspension | time until neutralization | 60 |  | < | 1.699 | LSurv |  |  |  |  | 7 | [13 empty] | /mL |  |  |  | 0 | 7
Oie 2011 Disinfection methods for spores of Bacillus atrophaeus, B. anthracis, Clostridium tetani, C. botulinum and C. difficile |  | Aqueous Suspension | CFU/mL | 10000000 |  |  | 1 | mL | 1e-06 | m^3 |  |  |  | 10 | wt% |  |  | 2 | 22 |  | 50 | aqueous suspension | time until neutralization | 0 |  |  | 6.8751 | LSurv |  |  |  |  | 6.9 | [13 empty] | /mL |  |  |  |  | 6.9
Oie 2011 Disinfection methods for spores of Bacillus atrophaeus, B. anthracis, Clostridium tetani, C. botulinum and C. difficile |  | Aqueous Suspension | CFU/mL | 10000000 |  |  | 1 | mL | 1e-06 | m^3 |  |  |  | 10 | wt% |  |  | 2 | 22 |  | 50 | aqueous suspension | time until neutralization | 10 |  |  | 6.8129 | LSurv |  |  |  |  | 6.9 | [13 empty] | /mL |  |  |  |  | 6.9
Oie 2011 Disinfection methods for spores of Bacillus atrophaeus, B. anthracis, Clostridium tetani, C. botulinum and C. difficile |  | Aqueous Suspension | CFU/mL | 10000000 |  |  | 1 | mL | 1e-06 | m^3 |  |  |  | 10 | wt% |  |  | 2 | 22 |  | 50 | aqueous suspension | time until neutralization | 20 |  |  | 6.9031 | LSurv |  |  |  |  | 6.9 | [13 empty] | /mL |  |  |  |  | 6.9
Oie 2011 Disinfection methods for spores of Bacillus atrophaeus, B. anthracis, Clostridium tetani, C. botulinum and C. difficile |  | Aqueous Suspension | CFU/mL | 10000000 |  |  | 1 | mL | 1e-06 | m^3 |  |  |  | 10 | wt% |  |  | 2 | 22 |  | 50 | aqueous suspension | time until neutralization | 30 |  |  | 6.8129 | LSurv |  |  |  |  | 6.9 | [13 empty] | /mL |  |  |  |  | 6.9
Oie 2011 Disinfection methods for spores of Bacillus atrophaeus, B. anthracis, Clostridium tetani, C. botulinum and C. difficile |  | Aqueous Suspension | CFU/mL | 10000000 |  |  | 1 | mL | 1e-06 | m^3 |  |  |  | 10 | wt% |  |  | 2 | 22 |  | 50 | aqueous suspension | time until neutralization | 60 |  |  | 6.8451 | LSurv |  |  |  |  | 6.9 | [13 empty] | /mL |  |  |  |  | 6.9

## Aqueous Suspension Data
Value
Number of Records | 53
Records Including Grime Dirt | 0
Records Including Rinsate | 0
| Units | Minimum | Maximum | Mean/Mode | Standard Deviation
Coupon Area | m^3 | 1e-06 | 1e-06 | 1e-06 | 1.0689e-21
Loading | CFU/mL | 10000000 | 10000000 | 10000000 | 0
Number of Applications | NA | NA | NA | NA | NA
Temperature | Celsius | 22 | 22 | 22 | 0
Relative Humidity | % | 50 | 50 | 50 | 0
Contact Time | Minutes | 0 | 120 | 21.0849 | 27.8714
Concentration of Active Decon Agent | wt% | 0.1 | 10 | 1.1547 | 2.8878
Efficacy | LSurv | 1.699 | 7.1761 | 4.0251 | 2.5407
Volume Applied | NA | NA | NA | NA | NA

## Foam Ambiguous Master
Ref | GrimeDirt | AppMeth | LoadingUn | LoadingNum | ConvertedLoading | ConvertedLoadingUn | CoupArea | CoupAreaUn | ConvertedCoupArea | ConvertedCoupAreaUn | Rinsate | RinsateUn | ConcDoseCtrl | ConcDoseNum | ConcDoseUn | ConvertedConcDose | ConvertedConcDoseUn | TempCtrl | TempNum | RHCtrl | RHNum | SurfMed | ContTimeDesc | ContTimeNumMin | TotalApp | EffGreater | Eff | EffMeas | EffVar | EffVarStat | ConvertedEff | ConvertedEffMeas | LPosRec | N | MatComp | VolApp | VolAppUn | ConvertedVolApp | ConvertedVolAppUn | CT | CTUn | RinsateLess | Positives | WaterRinse | Surface | VolAppDen(L/m^2) | VolAppDenUn | ClO2(ppm) | MB(mg/L) | H2O2(ppm) | PosCalc | LPosRecCalc
Guan 2013 Influence of temperature and organic load on chemical disinfection of Geobacillus steareothermophilus spores, a surrogate for Bacillus anthracis | 0.35% w/v tryptone, 0.25% w/v bovine serum, 0.04% w/v mucin | Foam Ambiguous | CFU | 4600000 |  |  | 0.79 | cm^2 | 7.9e-05 | m^2 | combined |  |  | 2 | wt% |  |  |  | 23 |  | 50 | stainless steel with organic load | time until neutralization | 4.98 |  |  | 0.90435 | LR | [5 empty] | 2 |  | 0.05 | mL | 0.05 | mL | [6 empty] | 0.63291 | mL/cm^2
Guan 2013 Influence of temperature and organic load on chemical disinfection of Geobacillus steareothermophilus spores, a surrogate for Bacillus anthracis | 0.35% w/v tryptone, 0.25% w/v bovine serum, 0.04% w/v mucin | Foam Ambiguous | CFU | 4600000 |  |  | 0.79 | cm^2 | 7.9e-05 | m^2 | combined |  |  | 2 | wt% |  |  |  | 23 |  | 50 | stainless steel with organic load | time until neutralization | 15 |  |  | 0.55652 | LR | [5 empty] | 2 |  | 0.05 | mL | 0.05 | mL | [6 empty] | 0.63291 | mL/cm^2
Guan 2013 Influence of temperature and organic load on chemical disinfection of Geobacillus steareothermophilus spores, a surrogate for Bacillus anthracis | 0.35% w/v tryptone, 0.25% w/v bovine serum, 0.04% w/v mucin | Foam Ambiguous | CFU | 4600000 |  |  | 0.79 | cm^2 | 7.9e-05 | m^2 | combined |  |  | 2 | wt% |  |  |  | 23 |  | 50 | stainless steel with organic load | time until neutralization | 30 |  |  | 2.0174 | LR | [5 empty] | 2 |  | 0.05 | mL | 0.05 | mL | [6 empty] | 0.63291 | mL/cm^2
Guan 2013 Influence of temperature and organic load on chemical disinfection of Geobacillus steareothermophilus spores, a surrogate for Bacillus anthracis | 0.35% w/v tryptone, 0.25% w/v bovine serum, 0.04% w/v mucin | Foam Ambiguous | CFU | 4600000 |  |  | 0.79 | cm^2 | 7.9e-05 | m^2 | combined |  |  | 2 | wt% |  |  |  | 23 |  | 50 | stainless steel with organic load | time until neutralization | 60 |  |  | 1.9826 | LR | [5 empty] | 2 |  | 0.05 | mL | 0.05 | mL | [6 empty] | 0.63291 | mL/cm^2
Guan 2013 Influence of temperature and organic load on chemical disinfection of Geobacillus steareothermophilus spores, a surrogate for Bacillus anthracis | 0.35% w/v tryptone, 0.25% w/v bovine serum, 0.04% w/v mucin | Foam Ambiguous | CFU | 4600000 |  |  | 0.79 | cm^2 | 7.9e-05 | m^2 | combined |  |  | 2 | wt% |  |  |  | 23 |  | 50 | stainless steel with organic load | time until neutralization | 120 |  |  | 2.6435 | LR | [5 empty] | 2 |  | 0.05 | mL | 0.05 | mL | [6 empty] | 0.63291 | mL/cm^2
Guan 2013 Influence of temperature and organic load on chemical disinfection of Geobacillus steareothermophilus spores, a surrogate for Bacillus anthracis | 0.35% w/v tryptone, 0.25% w/v bovine serum, 0.04% w/v mucin | Foam Ambiguous | CFU | 4600000 |  |  | 0.79 | cm^2 | 7.9e-05 | m^2 | combined |  |  | 2 | wt% |  |  |  | 23 |  | 50 | stainless steel with organic load | time until neutralization | 1440 |  |  | 5.5304 | LR | [5 empty] | 2 |  | 0.05 | mL | 0.05 | mL | [6 empty] | 0.63291 | mL/cm^2
Guan 2013 Influence of temperature and organic load on chemical disinfection of Geobacillus steareothermophilus spores, a surrogate for Bacillus anthracis | 0.35% w/v tryptone, 0.25% w/v bovine serum, 0.04% w/v mucin | Foam Ambiguous | CFU | 4600000 |  |  | 0.79 | cm^2 | 7.9e-05 | m^2 | combined |  |  | 2 | wt% |  |  |  | -20 |  | 50 | stainless steel with organic load | time until neutralization | 4.98 |  |  | 0.57391 | LR | [5 empty] | 2 |  | 0.05 | mL | 0.05 | mL | [6 empty] | 0.63291 | mL/cm^2
Guan 2013 Influence of temperature and organic load on chemical disinfection of Geobacillus steareothermophilus spores, a surrogate for Bacillus anthracis | 0.35% w/v tryptone, 0.25% w/v bovine serum, 0.04% w/v mucin | Foam Ambiguous | CFU | 4600000 |  |  | 0.79 | cm^2 | 7.9e-05 | m^2 | combined |  |  | 2 | wt% |  |  |  | -20 |  | 50 | stainless steel with organic load | time until neutralization | 15 |  |  | 0.86957 | LR | [5 empty] | 2 |  | 0.05 | mL | 0.05 | mL | [6 empty] | 0.63291 | mL/cm^2
Guan 2013 Influence of temperature and organic load on chemical disinfection of Geobacillus steareothermophilus spores, a surrogate for Bacillus anthracis | 0.35% w/v tryptone, 0.25% w/v bovine serum, 0.04% w/v mucin | Foam Ambiguous | CFU | 4600000 |  |  | 0.79 | cm^2 | 7.9e-05 | m^2 | combined |  |  | 2 | wt% |  |  |  | -20 |  | 50 | stainless steel with organic load | time until neutralization | 30 |  |  | 0.81739 | LR | [5 empty] | 2 |  | 0.05 | mL | 0.05 | mL | [6 empty] | 0.63291 | mL/cm^2
Guan 2013 Influence of temperature and organic load on chemical disinfection of Geobacillus steareothermophilus spores, a surrogate for Bacillus anthracis | 0.35% w/v tryptone, 0.25% w/v bovine serum, 0.04% w/v mucin | Foam Ambiguous | CFU | 4600000 |  |  | 0.79 | cm^2 | 7.9e-05 | m^2 | combined |  |  | 2 | wt% |  |  |  | -20 |  | 50 | stainless steel with organic load | time until neutralization | 60 |  |  | 0.46957 | LR | [5 empty] | 2 |  | 0.05 | mL | 0.05 | mL | [6 empty] | 0.63291 | mL/cm^2
Guan 2013 Influence of temperature and organic load on chemical disinfection of Geobacillus steareothermophilus spores, a surrogate for Bacillus anthracis | 0.35% w/v tryptone, 0.25% w/v bovine serum, 0.04% w/v mucin | Foam Ambiguous | CFU | 4600000 |  |  | 0.79 | cm^2 | 7.9e-05 | m^2 | combined |  |  | 2 | wt% |  |  |  | -20 |  | 50 | stainless steel with organic load | time until neutralization | 120 |  |  | 0.62609 | LR | [5 empty] | 2 |  | 0.05 | mL | 0.05 | mL | [6 empty] | 0.63291 | mL/cm^2
Guan 2013 Influence of temperature and organic load on chemical disinfection of Geobacillus steareothermophilus spores, a surrogate for Bacillus anthracis | 0.35% w/v tryptone, 0.25% w/v bovine serum, 0.04% w/v mucin | Foam Ambiguous | CFU | 4600000 |  |  | 0.79 | cm^2 | 7.9e-05 | m^2 | combined |  |  | 2 | wt% |  |  |  | -20 |  | 50 | stainless steel with organic load | time until neutralization | 1440 |  |  | 0.52174 | LR | [5 empty] | 2 |  | 0.05 | mL | 0.05 | mL | [6 empty] | 0.63291 | mL/cm^2
Guan 2013 Influence of temperature and organic load on chemical disinfection of Geobacillus steareothermophilus spores, a surrogate for Bacillus anthracis | 0.35% w/v tryptone, 0.25% w/v bovine serum, 0.04% w/v mucin | Foam Ambiguous | CFU | 4600000 |  |  | 0.79 | cm^2 | 7.9e-05 | m^2 | combined |  |  | 2 | wt% |  |  |  | 4 |  | 50 | stainless steel with organic load | time until neutralization | 4.98 |  |  | 0.069565 | LR | [5 empty] | 2 |  | 0.05 | mL | 0.05 | mL | [6 empty] | 0.63291 | mL/cm^2
Guan 2013 Influence of temperature and organic load on chemical disinfection of Geobacillus steareothermophilus spores, a surrogate for Bacillus anthracis | 0.35% w/v tryptone, 0.25% w/v bovine serum, 0.04% w/v mucin | Foam Ambiguous | CFU | 4600000 |  |  | 0.79 | cm^2 | 7.9e-05 | m^2 | combined |  |  | 2 | wt% |  |  |  | 4 |  | 50 | stainless steel with organic load | time until neutralization | 15 |  |  | 0.55652 | LR | [5 empty] | 2 |  | 0.05 | mL | 0.05 | mL | [6 empty] | 0.63291 | mL/cm^2
Guan 2013 Influence of temperature and organic load on chemical disinfection of Geobacillus steareothermophilus spores, a surrogate for Bacillus anthracis | 0.35% w/v tryptone, 0.25% w/v bovine serum, 0.04% w/v mucin | Foam Ambiguous | CFU | 4600000 |  |  | 0.79 | cm^2 | 7.9e-05 | m^2 | combined |  |  | 2 | wt% |  |  |  | 4 |  | 50 | stainless steel with organic load | time until neutralization | 30 |  |  | 0.26087 | LR | [5 empty] | 2 |  | 0.05 | mL | 0.05 | mL | [6 empty] | 0.63291 | mL/cm^2
Guan 2013 Influence of temperature and organic load on chemical disinfection of Geobacillus steareothermophilus spores, a surrogate for Bacillus anthracis | 0.35% w/v tryptone, 0.25% w/v bovine serum, 0.04% w/v mucin | Foam Ambiguous | CFU | 4600000 |  |  | 0.79 | cm^2 | 7.9e-05 | m^2 | combined |  |  | 2 | wt% |  |  |  | 4 |  | 50 | stainless steel with organic load | time until neutralization | 60 |  |  | 0.74783 | LR | [5 empty] | 2 |  | 0.05 | mL | 0.05 | mL | [6 empty] | 0.63291 | mL/cm^2
Guan 2013 Influence of temperature and organic load on chemical disinfection of Geobacillus steareothermophilus spores, a surrogate for Bacillus anthracis | 0.35% w/v tryptone, 0.25% w/v bovine serum, 0.04% w/v mucin | Foam Ambiguous | CFU | 4600000 |  |  | 0.79 | cm^2 | 7.9e-05 | m^2 | combined |  |  | 2 | wt% |  |  |  | 4 |  | 50 | stainless steel with organic load | time until neutralization | 120 |  |  | 0.69565 | LR | [5 empty] | 2 |  | 0.05 | mL | 0.05 | mL | [6 empty] | 0.63291 | mL/cm^2
Guan 2013 Influence of temperature and organic load on chemical disinfection of Geobacillus steareothermophilus spores, a surrogate for Bacillus anthracis | 0.35% w/v tryptone, 0.25% w/v bovine serum, 0.04% w/v mucin | Foam Ambiguous | CFU | 4600000 |  |  | 0.79 | cm^2 | 7.9e-05 | m^2 | combined |  |  | 2 | wt% |  |  |  | 4 |  | 50 | stainless steel with organic load | time until neutralization | 1440 |  |  | 3.2522 | LR | [5 empty] | 2 |  | 0.05 | mL | 0.05 | mL | [6 empty] | 0.63291 | mL/cm^2
Guan 2013 Influence of temperature and organic load on chemical disinfection of Geobacillus steareothermophilus spores, a surrogate for Bacillus anthracis | 5% w/v garden soil, 0.35% w/v tryptone, 0.25% w/v bovine serum, 0.04% w/v mucin | Foam Ambiguous | CFU | 4600000 |  |  | 0.79 | cm^2 | 7.9e-05 | m^2 | combined |  |  | 2 | wt% |  |  |  | 23 |  | 50 | stainless steel with organic and soil load | time until neutralization | 4.98 |  |  | 1.192 | LR | [5 empty] | 2 |  | 0.05 | mL | 0.05 | mL | [6 empty] | 0.63291 | mL/cm^2
Guan 2013 Influence of temperature and organic load on chemical disinfection of Geobacillus steareothermophilus spores, a surrogate for Bacillus anthracis | 5% w/v garden soil, 0.35% w/v tryptone, 0.25% w/v bovine serum, 0.04% w/v mucin | Foam Ambiguous | CFU | 4600000 |  |  | 0.79 | cm^2 | 7.9e-05 | m^2 | combined |  |  | 2 | wt% |  |  |  | 23 |  | 50 | stainless steel with organic and soil load | time until neutralization | 15 |  |  | 0.78812 | LR | [5 empty] | 2 |  | 0.05 | mL | 0.05 | mL | [6 empty] | 0.63291 | mL/cm^2
Guan 2013 Influence of temperature and organic load on chemical disinfection of Geobacillus steareothermophilus spores, a surrogate for Bacillus anthracis | 5% w/v garden soil, 0.35% w/v tryptone, 0.25% w/v bovine serum, 0.04% w/v mucin | Foam Ambiguous | CFU | 4600000 |  |  | 0.79 | cm^2 | 7.9e-05 | m^2 | combined |  |  | 2 | wt% |  |  |  | 23 |  | 50 | stainless steel with organic and soil load | time until neutralization | 30 |  |  | 1.3626 | LR | [5 empty] | 2 |  | 0.05 | mL | 0.05 | mL | [6 empty] | 0.63291 | mL/cm^2
Guan 2013 Influence of temperature and organic load on chemical disinfection of Geobacillus steareothermophilus spores, a surrogate for Bacillus anthracis | 5% w/v garden soil, 0.35% w/v tryptone, 0.25% w/v bovine serum, 0.04% w/v mucin | Foam Ambiguous | CFU | 4600000 |  |  | 0.79 | cm^2 | 7.9e-05 | m^2 | combined |  |  | 2 | wt% |  |  |  | 23 |  | 50 | stainless steel with organic and soil load | time until neutralization | 60 |  |  | 2.0908 | LR | [5 empty] | 2 |  | 0.05 | mL | 0.05 | mL | [6 empty] | 0.63291 | mL/cm^2
Guan 2013 Influence of temperature and organic load on chemical disinfection of Geobacillus steareothermophilus spores, a surrogate for Bacillus anthracis | 5% w/v garden soil, 0.35% w/v tryptone, 0.25% w/v bovine serum, 0.04% w/v mucin | Foam Ambiguous | CFU | 4600000 |  |  | 0.79 | cm^2 | 7.9e-05 | m^2 | combined |  |  | 2 | wt% |  |  |  | 23 |  | 50 | stainless steel with organic and soil load | time until neutralization | 120 |  |  | 2.4415 | LR | [5 empty] | 2 |  | 0.05 | mL | 0.05 | mL | [6 empty] | 0.63291 | mL/cm^2
Guan 2013 Influence of temperature and organic load on chemical disinfection of Geobacillus steareothermophilus spores, a surrogate for Bacillus anthracis | 5% w/v garden soil, 0.35% w/v tryptone, 0.25% w/v bovine serum, 0.04% w/v mucin | Foam Ambiguous | CFU | 4600000 |  |  | 0.79 | cm^2 | 7.9e-05 | m^2 | combined |  |  | 2 | wt% |  |  |  | 23 |  | 50 | stainless steel with organic and soil load | time until neutralization | 1440 |  |  | 5.844 | LR | [5 empty] | 2 |  | 0.05 | mL | 0.05 | mL | [6 empty] | 0.63291 | mL/cm^2
Guan 2013 Influence of temperature and organic load on chemical disinfection of Geobacillus steareothermophilus spores, a surrogate for Bacillus anthracis | 5% w/v garden soil, 0.35% w/v tryptone, 0.25% w/v bovine serum, 0.04% w/v mucin | Foam Ambiguous | CFU | 4600000 |  |  | 0.79 | cm^2 | 7.9e-05 | m^2 | combined |  |  | 2 | wt% |  |  |  | -20 |  | 50 | stainless steel with organic and soil load | time until neutralization | 4.98 |  |  | 0.52067 | LR | [5 empty] | 2 |  | 0.05 | mL | 0.05 | mL | [6 empty] | 0.63291 | mL/cm^2
Guan 2013 Influence of temperature and organic load on chemical disinfection of Geobacillus steareothermophilus spores, a surrogate for Bacillus anthracis | 5% w/v garden soil, 0.35% w/v tryptone, 0.25% w/v bovine serum, 0.04% w/v mucin | Foam Ambiguous | CFU | 4600000 |  |  | 0.79 | cm^2 | 7.9e-05 | m^2 | combined |  |  | 2 | wt% |  |  |  | -20 |  | 50 | stainless steel with organic and soil load | time until neutralization | 15 |  |  | 0.25662 | LR | [5 empty] | 2 |  | 0.05 | mL | 0.05 | mL | [6 empty] | 0.63291 | mL/cm^2
Guan 2013 Influence of temperature and organic load on chemical disinfection of Geobacillus steareothermophilus spores, a surrogate for Bacillus anthracis | 5% w/v garden soil, 0.35% w/v tryptone, 0.25% w/v bovine serum, 0.04% w/v mucin | Foam Ambiguous | CFU | 4600000 |  |  | 0.79 | cm^2 | 7.9e-05 | m^2 | combined |  |  | 2 | wt% |  |  |  | -20 |  | 50 | stainless steel with organic and soil load | time until neutralization | 30 |  |  | 0.2437 | LR | [5 empty] | 2 |  | 0.05 | mL | 0.05 | mL | [6 empty] | 0.63291 | mL/cm^2
Guan 2013 Influence of temperature and organic load on chemical disinfection of Geobacillus steareothermophilus spores, a surrogate for Bacillus anthracis | 5% w/v garden soil, 0.35% w/v tryptone, 0.25% w/v bovine serum, 0.04% w/v mucin | Foam Ambiguous | CFU | 4600000 |  |  | 0.79 | cm^2 | 7.9e-05 | m^2 | combined |  |  | 2 | wt% |  |  |  | -20 |  | 50 | stainless steel with organic and soil load | time until neutralization | 60 |  |  | 0.34262 | LR | [5 empty] | 2 |  | 0.05 | mL | 0.05 | mL | [6 empty] | 0.63291 | mL/cm^2
Guan 2013 Influence of temperature and organic load on chemical disinfection of Geobacillus steareothermophilus spores, a surrogate for Bacillus anthracis | 5% w/v garden soil, 0.35% w/v tryptone, 0.25% w/v bovine serum, 0.04% w/v mucin | Foam Ambiguous | CFU | 4600000 |  |  | 0.79 | cm^2 | 7.9e-05 | m^2 | combined |  |  | 2 | wt% |  |  |  | -20 |  | 50 | stainless steel with organic and soil load | time until neutralization | 120 |  |  | 0.31576 | LR | [5 empty] | 2 |  | 0.05 | mL | 0.05 | mL | [6 empty] | 0.63291 | mL/cm^2
Guan 2013 Influence of temperature and organic load on chemical disinfection of Geobacillus steareothermophilus spores, a surrogate for Bacillus anthracis | 5% w/v garden soil, 0.35% w/v tryptone, 0.25% w/v bovine serum, 0.04% w/v mucin | Foam Ambiguous | CFU | 4600000 |  |  | 0.79 | cm^2 | 7.9e-05 | m^2 | combined |  |  | 2 | wt% |  |  |  | -20 |  | 50 | stainless steel with organic and soil load | time until neutralization | 1440 |  |  | 0.47333 | LR | [5 empty] | 2 |  | 0.05 | mL | 0.05 | mL | [6 empty] | 0.63291 | mL/cm^2
Guan 2013 Influence of temperature and organic load on chemical disinfection of Geobacillus steareothermophilus spores, a surrogate for Bacillus anthracis | 5% w/v garden soil, 0.35% w/v tryptone, 0.25% w/v bovine serum, 0.04% w/v mucin | Foam Ambiguous | CFU | 4600000 |  |  | 0.79 | cm^2 | 7.9e-05 | m^2 | combined |  |  | 2 | wt% |  |  |  | 4 |  | 50 | stainless steel with organic and soil load | time until neutralization | 4.98 |  |  | 0.2969 | LR | [5 empty] | 2 |  | 0.05 | mL | 0.05 | mL | [6 empty] | 0.63291 | mL/cm^2
Guan 2013 Influence of temperature and organic load on chemical disinfection of Geobacillus steareothermophilus spores, a surrogate for Bacillus anthracis | 5% w/v garden soil, 0.35% w/v tryptone, 0.25% w/v bovine serum, 0.04% w/v mucin | Foam Ambiguous | CFU | 4600000 |  |  | 0.79 | cm^2 | 7.9e-05 | m^2 | combined |  |  | 2 | wt% |  |  |  | 4 |  | 50 | stainless steel with organic and soil load | time until neutralization | 15 |  |  | 0.046856 | LR | [5 empty] | 2 |  | 0.05 | mL | 0.05 | mL | [6 empty] | 0.63291 | mL/cm^2
Guan 2013 Influence of temperature and organic load on chemical disinfection of Geobacillus steareothermophilus spores, a surrogate for Bacillus anthracis | 5% w/v garden soil, 0.35% w/v tryptone, 0.25% w/v bovine serum, 0.04% w/v mucin | Foam Ambiguous | CFU | 4600000 |  |  | 0.79 | cm^2 | 7.9e-05 | m^2 | combined |  |  | 2 | wt% |  |  |  | 4 |  | 50 | stainless steel with organic and soil load | time until neutralization | 30 |  |  | 1.0829 | LR | [5 empty] | 2 |  | 0.05 | mL | 0.05 | mL | [6 empty] | 0.63291 | mL/cm^2
Guan 2013 Influence of temperature and organic load on chemical disinfection of Geobacillus steareothermophilus spores, a surrogate for Bacillus anthracis | 5% w/v garden soil, 0.35% w/v tryptone, 0.25% w/v bovine serum, 0.04% w/v mucin | Foam Ambiguous | CFU | 4600000 |  |  | 0.79 | cm^2 | 7.9e-05 | m^2 | combined |  |  | 2 | wt% |  |  |  | 4 |  | 50 | stainless steel with organic and soil load | time until neutralization | 60 |  |  | 1.1119 | LR | [5 empty] | 2 |  | 0.05 | mL | 0.05 | mL | [6 empty] | 0.63291 | mL/cm^2
Guan 2013 Influence of temperature and organic load on chemical disinfection of Geobacillus steareothermophilus spores, a surrogate for Bacillus anthracis | 5% w/v garden soil, 0.35% w/v tryptone, 0.25% w/v bovine serum, 0.04% w/v mucin | Foam Ambiguous | CFU | 4600000 |  |  | 0.79 | cm^2 | 7.9e-05 | m^2 | combined |  |  | 2 | wt% |  |  |  | 4 |  | 50 | stainless steel with organic and soil load | time until neutralization | 120 |  |  | 0.81926 | LR | [5 empty] | 2 |  | 0.05 | mL | 0.05 | mL | [6 empty] | 0.63291 | mL/cm^2
Guan 2013 Influence of temperature and organic load on chemical disinfection of Geobacillus steareothermophilus spores, a surrogate for Bacillus anthracis | 5% w/v garden soil, 0.35% w/v tryptone, 0.25% w/v bovine serum, 0.04% w/v mucin | Foam Ambiguous | CFU | 4600000 |  |  | 0.79 | cm^2 | 7.9e-05 | m^2 | combined |  |  | 2 | wt% |  |  |  | 4 |  | 50 | stainless steel with organic and soil load | time until neutralization | 1440 |  |  | 2.2636 | LR | [5 empty] | 2 |  | 0.05 | mL | 0.05 | mL | [6 empty] | 0.63291 | mL/cm^2

## Foam Ambiguous Data
Value
Number of Records | 36
Records Including Grime Dirt | 36
Records Including Rinsate | 36
| Units | Minimum | Maximum | Mean/Mode | Standard Deviation
Coupon Area | m^2 | 7.9e-05 | 7.9e-05 | 7.9e-05 | 2.749e-20
Loading | CFU | 4600000 | 4600000 | 4600000 | 0
Number of Applications | NA | NA | NA | NA | NA
Temperature | Celsius | -20 | 23 | 2.3333 | 17.8438
Relative Humidity | % | 50 | 50 | 50 | 0
Contact Time | Minutes | 4.98 | 1440 | 278.33 | 528.2766
Concentration of Active Decon Agent | wt% | 2 | 2 | 2 | 0
Efficacy | LR | 0.046856 | 5.844 | 1.2386 | 1.3483
Volume Applied | mL | 0.05 | 0.05 | 0.05 | 2.1112e-17

## Foam Spray Master
Ref | GrimeDirt | AppMeth | LoadingUn | LoadingNum | ConvertedLoading | ConvertedLoadingUn | CoupArea | CoupAreaUn | ConvertedCoupArea | ConvertedCoupAreaUn | Rinsate | RinsateUn | ConcDoseCtrl | ConcDoseNum | ConcDoseUn | ConvertedConcDose | ConvertedConcDoseUn | TempCtrl | TempNum | RHCtrl | RHNum | SurfMed | ContTimeDesc | ContTimeNumMin | TotalApp | EffGreater | Eff | EffMeas | EffVar | EffVarStat | ConvertedEff | ConvertedEffMeas | LPosRec | N | MatComp | VolApp | VolAppUn | ConvertedVolApp | ConvertedVolAppUn | CT | CTUn | RinsateLess | Positives | WaterRinse | Surface | VolAppDen(L/m^2) | VolAppDenUn | ClO2(ppm) | MB(mg/L) | H2O2(ppm) | PosCalc | LPosRecCalc
Edmonds 2014 Decontamition efficacy of three commercial-off-the-shelf (COTS) sporicidal disinfectants on medium-sized panels contamited with surrogate spores of Bacillus anthracis |  | Foam Spray | CFU | 2100000000 |  |  | 1.44 | m^2 | 1.44 | m^2 | combined |  |  | 0 |  |  |  |  | 27 |  | 80 | Steel | continuously wetted followed by 2 hours of drying | 30 |  |  | 9.1 | LR | 1.1000000000000001 | SD |  |  |  | 9 |  | 5.7 | L | 5700 | mL | [5 empty] | steel | 3.9583 | L/m^2
Edmonds 2014 Decontamition efficacy of three commercial-off-the-shelf (COTS) sporicidal disinfectants on medium-sized panels contamited with surrogate spores of Bacillus anthracis |  | Foam Spray | CFU | 2100000000 |  |  | 1.44 | m^2 | 1.44 | m^2 | combined |  |  | 0 |  |  |  |  | 27 |  | 80 | Brick | continuously wetted followed by 2 hours of drying | 30 |  |  | 9.2 | LR | 1.6 | SD |  |  |  | 9 |  | 5.7 | L | 5700 | mL | [5 empty] | brick | 3.9583 | L/m^2
Edmonds 2014 Decontamition efficacy of three commercial-off-the-shelf (COTS) sporicidal disinfectants on medium-sized panels contamited with surrogate spores of Bacillus anthracis |  | Foam Spray | CFU | 2100000000 |  |  | 1.44 | m^2 | 1.44 | m^2 | combined |  |  | 0 |  |  |  |  | 27 |  | 80 | pressure-treated lumber | continuously wetted followed by 2 hours of drying | 30 |  |  | 9 | LR | 2 | SD |  |  |  | 9 |  | 5.7 | L | 5700 | mL | [5 empty] | treated wood | 3.9583 | L/m^2
Edmonds 2014 Decontamition efficacy of three commercial-off-the-shelf (COTS) sporicidal disinfectants on medium-sized panels contamited with surrogate spores of Bacillus anthracis |  | Foam Spray | CFU | 2100000000 |  |  | 1.44 | m^2 | 1.44 | m^2 | combined |  |  | 0 |  |  |  |  | 27 |  | 80 | Steel | continuously wetted followed by 2 hours of drying | 30 |  |  | 8.9 | LR | 1.5 | SD |  |  |  | 9 |  | 5.7 | L | 5700 | mL | [5 empty] | steel | 3.9583 | L/m^2
Edmonds 2014 Decontamition efficacy of three commercial-off-the-shelf (COTS) sporicidal disinfectants on medium-sized panels contamited with surrogate spores of Bacillus anthracis |  | Foam Spray | CFU | 2100000000 |  |  | 1.44 | m^2 | 1.44 | m^2 | combined |  |  | 0 |  |  |  |  | 27 |  | 80 | Brick | continuously wetted followed by 2 hours of drying | 30 |  |  | 9.2 | LR | 1.1000000000000001 | SD |  |  |  | 9 |  | 5.7 | L | 5700 | mL | [5 empty] | brick | 3.9583 | L/m^2
Edmonds 2014 Decontamition efficacy of three commercial-off-the-shelf (COTS) sporicidal disinfectants on medium-sized panels contamited with surrogate spores of Bacillus anthracis |  | Foam Spray | CFU | 2100000000 |  |  | 1.44 | m^2 | 1.44 | m^2 | combined |  |  | 0 |  |  |  |  | 27 |  | 80 | pressure-treated lumber | continuously wetted followed by 2 hours of drying | 30 |  |  | 9.2 | LR | 1 | SD |  |  |  | 9 |  | 5.7 | L | 5700 | mL | [5 empty] | treated wood | 3.9583 | L/m^2
Andre 2012 Evaluation of peracetic acid sanitizers efficiency against spores isolated from spoiled cans in suspension and on stainless steel surfaces |  | Foam Spray | CFU/100cm^2 | 100000 |  |  | 400 | cm^2 | 0.04 | m^2 | discarded |  |  | 0 | % wt/vol |  |  |  | 25 |  | 50 | stainless steel (horizontal) | contact time before water rinse | 30 |  |  | 6.1 | LSurv |  |  |  |  | 6.1 | 2 | [5 empty] | 0 |  |  |  |  | steel |  | /cm^2 |  |  |  |  | 6.1
Andre 2012 Evaluation of peracetic acid sanitizers efficiency against spores isolated from spoiled cans in suspension and on stainless steel surfaces |  | Foam Spray | CFU/100cm^2 | 100000 |  |  | 400 | cm^2 | 0.04 | m^2 | discarded |  |  | 3 | % wt/vol |  |  |  | 25 |  | 50 | stainless steel (horizontal) | contact time before water rinse | 30 |  |  | 2.1 | LSurv |  |  |  |  | 6.1 | 2 | [5 empty] | 0 |  |  |  |  | steel |  | /cm^2 |  |  |  |  | 6.1
Andre 2012 Evaluation of peracetic acid sanitizers efficiency against spores isolated from spoiled cans in suspension and on stainless steel surfaces |  | Foam Spray | CFU/100cm^2 | 100000 |  |  | 400 | cm^2 | 0.04 | m^2 | discarded |  |  | 3 | % wt/vol |  |  |  | 25 |  | 50 | stainless steel (horizontal) | contact time before water rinse | 30 |  |  | 3.3 | LSurv |  |  |  |  | 6.1 | 2 | [5 empty] | 0 |  |  |  |  | steel |  | /cm^2 |  |  |  |  | 6.1
Andre 2012 Evaluation of peracetic acid sanitizers efficiency against spores isolated from spoiled cans in suspension and on stainless steel surfaces |  | Foam Spray | CFU/100cm^2 | 100001 |  |  | 400 | cm^2 | 0.04 | m^2 | discarded |  |  | 0 | % wt/vol |  |  |  | 25 |  | 50 | stainless steel (vertical) | contact time before water rinse | 30 |  |  | 6.1 | LSurv |  |  |  |  | 6.1 | 2 | [5 empty] | 0 |  |  |  |  | steel |  | /cm^2 |  |  |  |  | 6.1
Andre 2012 Evaluation of peracetic acid sanitizers efficiency against spores isolated from spoiled cans in suspension and on stainless steel surfaces |  | Foam Spray | CFU/100cm^2 | 100001 |  |  | 400 | cm^2 | 0.04 | m^2 | discarded |  |  | 3 | % wt/vol |  |  |  | 25 |  | 50 | stainless steel (vertical) | contact time before water rinse | 30 |  |  | 5.7 | LSurv |  |  |  |  | 6.1 | 2 | [5 empty] | 0 |  |  |  |  | steel |  | /cm^2 |  |  |  |  | 6.1
Andre 2012 Evaluation of peracetic acid sanitizers efficiency against spores isolated from spoiled cans in suspension and on stainless steel surfaces |  | Foam Spray | CFU/100cm^2 | 100001 |  |  | 400 | cm^2 | 0.04 | m^2 | discarded |  |  | 3 | % wt/vol |  |  |  | 25 |  | 50 | stainless steel (vertical) | contact time before water rinse | 30 |  |  | 5.2 | LSurv |  |  |  |  | 6.1 | 2 | [5 empty] | 0 |  |  |  |  | steel |  | /cm^2 |  |  |  |  | 6.1
Wood 2011 Efficacy of liquid spray decontamints for ictivation of Bacillus anthracis spores on building and outdoor materials |  | Foam Spray | CFU | 100000000 |  |  | 14.25 | cm^2 | 0.001425 | m^2 | combined |  |  | 0 |  |  |  | ambient temperature | 22.5 |  | 50 | Industrial-grade carpet | time before neutralization | 30 |  |  | 7.4 | LR | 0.95 | 1.96 x SE |  |  |  | 5 |  | 3.3 | mL | 3.3 | mL | 0 |  |  |  |  | carpet | 2.3158 | mL/cm^2
Wood 2011 Efficacy of liquid spray decontamints for ictivation of Bacillus anthracis spores on building and outdoor materials |  | Foam Spray | CFU | 100000000 |  |  | 14.25 | cm^2 | 0.001425 | m^2 | combined |  |  | 0 |  |  |  | ambient temperature | 22.5 |  | 50 | Decorative lamite | time before neutralization | 30 |  |  | 7.4 | LR | 0.62 | 1.96 x SE |  |  |  | 5 |  | 1.01 | mL | 1.01 | mL | [5 empty] | lamite | 0.70877 | mL/cm^2
Wood 2011 Efficacy of liquid spray decontamints for ictivation of Bacillus anthracis spores on building and outdoor materials |  | Foam Spray | CFU | 100000000 |  |  | 14.25 | cm^2 | 0.001425 | m^2 | combined |  |  | 0 |  |  |  | ambient temperature | 22.5 |  | 50 | Galvanized metal ductwork | time before neutralization | 30 |  | ≥ | 7.59 | LR | 0.03 |  |  |  |  | 5 |  | 1.01 | mL | 1.01 | mL | [5 empty] | steel | 0.70877 | mL/cm^2 |  |  |  | 0 | 7.59
Wood 2011 Efficacy of liquid spray decontamints for ictivation of Bacillus anthracis spores on building and outdoor materials |  | Foam Spray | CFU | 100000000 |  |  | 14.25 | cm^2 | 0.001425 | m^2 | combined |  |  | 0 |  |  |  | ambient temperature | 22.5 |  | 50 | Painted wallboard paper | time before neutralization | 30 |  |  | 4.82 | LR | 1.55 | 1.96 x SE |  |  |  | 5 |  | 1.01 | mL | 1.01 | mL | [5 empty] | wallboard | 0.70877 | mL/cm^2
Wood 2011 Efficacy of liquid spray decontamints for ictivation of Bacillus anthracis spores on building and outdoor materials |  | Foam Spray | CFU | 100000000 |  |  | 14.25 | cm^2 | 0.001425 | m^2 | combined |  |  | 0 |  |  |  | ambient temperature | 22.5 |  | 50 | Glass | time before neutralization | 30 |  | ≥ | 7.85 | LR | 0.12 |  |  |  |  | 5 |  | 1.01 | mL | 1.01 | mL | [5 empty] | glass | 0.70877 | mL/cm^2 |  |  |  | 0 | 7.85
Wood 2011 Efficacy of liquid spray decontamints for ictivation of Bacillus anthracis spores on building and outdoor materials |  | Foam Spray | CFU | 100000000 |  |  | 14.25 | cm^2 | 0.001425 | m^2 | combined |  |  | 0 |  |  |  | ambient temperature | 22.5 |  | 50 | Painted cinder block | time before neutralization | 30 |  | ≥ | 7.84 | LR | 0.04 |  |  |  |  | 5 |  | 1.01 | mL | 1.01 | mL | [5 empty] | painted concrete | 0.70877 | mL/cm^2 |  |  |  | 0 | 7.84
Wood 2011 Efficacy of liquid spray decontamints for ictivation of Bacillus anthracis spores on building and outdoor materials |  | Foam Spray | CFU | 100000000 |  |  | 14.25 | cm^2 | 0.001425 | m^2 | combined |  |  | 0 |  |  |  | ambient temperature | 22.5 |  | 50 | Bare pine wood | time before neutralization | 30 |  |  | 2.77 | LR | 0.77 | 1.96 x SE |  |  |  | 5 |  | 1.01 | mL | 1.01 | mL | [5 empty] | bare wood | 0.70877 | mL/cm^2
Wood 2011 Efficacy of liquid spray decontamints for ictivation of Bacillus anthracis spores on building and outdoor materials |  | Foam Spray | CFU | 100000000 |  |  | 14.25 | cm^2 | 0.001425 | m^2 | combined |  |  | 0 |  |  |  | ambient temperature | 22.5 |  | 50 | Industrial-grade carpet | time before neutralization | 30 |  | ≥ | 7.62 | LR | 0.18 |  |  |  |  | 5 |  | 3.3 | mL | 3.3 | mL | 0 |  |  |  |  | carpet | 2.3158 | mL/cm^2 |  |  |  | 0 | 7.62
Wood 2011 Efficacy of liquid spray decontamints for ictivation of Bacillus anthracis spores on building and outdoor materials |  | Foam Spray | CFU | 100000000 |  |  | 14.25 | cm^2 | 0.001425 | m^2 | combined |  |  | 0 |  |  |  | ambient temperature | 22.5 |  | 50 | Decorative lamite | time before neutralization | 30 |  | ≥ | 7.3 | LR | 0.19 |  |  |  |  | 5 |  | 1.01 | mL | 1.01 | mL | [5 empty] | lamite | 0.70877 | mL/cm^2 |  |  |  | 0 | 7.3
Wood 2011 Efficacy of liquid spray decontamints for ictivation of Bacillus anthracis spores on building and outdoor materials |  | Foam Spray | CFU | 100000000 |  |  | 14.25 | cm^2 | 0.001425 | m^2 | combined |  |  | 0 |  |  |  | ambient temperature | 22.5 |  | 50 | Galvanized metal ductwork | time before neutralization | 30 |  | ≥ | 7.6 | LR | 7.0000000000000007E-2 |  |  |  |  | 5 |  | 1.01 | mL | 1.01 | mL | [5 empty] | steel | 0.70877 | mL/cm^2 |  |  |  | 0 | 7.6
Wood 2011 Efficacy of liquid spray decontamints for ictivation of Bacillus anthracis spores on building and outdoor materials |  | Foam Spray | CFU | 100000000 |  |  | 14.25 | cm^2 | 0.001425 | m^2 | combined |  |  | 0 |  |  |  | ambient temperature | 22.5 |  | 50 | Painted wallboard paper | time before neutralization | 30 |  | ≥ | 6.14 | LR | 0.24 |  |  |  |  | 5 |  | 1.01 | mL | 1.01 | mL | [5 empty] | wallboard | 0.70877 | mL/cm^2 |  |  |  | 0 | 6.14
Wood 2011 Efficacy of liquid spray decontamints for ictivation of Bacillus anthracis spores on building and outdoor materials |  | Foam Spray | CFU | 100000000 |  |  | 14.25 | cm^2 | 0.001425 | m^2 | combined |  |  | 0 |  |  |  | ambient temperature | 22.5 |  | 50 | Glass | time before neutralization | 30 |  | ≥ | 7.51 | LR | 0.23 |  |  |  |  | 5 |  | 1.01 | mL | 1.01 | mL | [5 empty] | glass | 0.70877 | mL/cm^2 |  |  |  | 0 | 7.51
Wood 2011 Efficacy of liquid spray decontamints for ictivation of Bacillus anthracis spores on building and outdoor materials |  | Foam Spray | CFU | 100000000 |  |  | 14.25 | cm^2 | 0.001425 | m^2 | combined |  |  | 0 |  |  |  | ambient temperature | 22.5 |  | 50 | Painted cinder block | time before neutralization | 30 |  | ≥ | 7.05 | LR | 0.22 |  |  |  |  | 5 |  | 1.01 | mL | 1.01 | mL | [5 empty] | painted concrete | 0.70877 | mL/cm^2 |  |  |  | 0 | 7.05
Wood 2011 Efficacy of liquid spray decontamints for ictivation of Bacillus anthracis spores on building and outdoor materials |  | Foam Spray | CFU | 100000000 |  |  | 14.25 | cm^2 | 0.001425 | m^2 | combined |  |  | 0 |  |  |  | ambient temperature | 22.5 |  | 50 | Bare pine wood | time before neutralization | 30 |  |  | 1.28 | LR | 0.41 | 1.96 x SE |  |  |  | 5 |  | 1.01 | mL | 1.01 | mL | [5 empty] | bare wood | 0.70877 | mL/cm^2
Buttner 2004 Determition of the efficacy of two building decontamition strategies by surface sampling with culture and quantitative PCR alysis |  | Foam Spray |  | 100000000 |  |  | 1 | ft^2 | 0.092903 | m^2 | no rinsate |  |  | 0 |  |  |  |  | 25 |  | 50 | Vinyl Tile | steady-state conditions |  |  |  | 1 | LSurv | 0 | SE |  |  | 6.14 | 3 | [10 empty] | smooth tile |  | /ft^2 |  |  |  |  | 6.14
Buttner 2004 Determition of the efficacy of two building decontamition strategies by surface sampling with culture and quantitative PCR alysis |  | Foam Spray |  | 100000000 |  |  | 1 | ft^2 | 0.092903 | m^2 | no rinsate |  |  | 0 |  |  |  |  | 25 |  | 50 | Vinyl Tile | steady-state conditions |  |  |  | 1 | LSurv | 0 | SE |  |  | 6.16 | 3 | [10 empty] | smooth tile |  | /ft^2 |  |  |  |  | 6.16
Buttner 2004 Determition of the efficacy of two building decontamition strategies by surface sampling with culture and quantitative PCR alysis |  | Foam Spray |  | 100000000 |  |  | 1 | ft^2 | 0.092903 | m^2 | no rinsate |  |  | 0 |  |  |  |  | 25 |  | 50 | Vinyl Tile | steady-state conditions |  |  |  | 1 | LSurv | 0 | SE |  |  | 5.65 | 3 | [10 empty] | smooth tile |  | /ft^2 |  |  |  |  | 5.65
Buttner 2004 Determition of the efficacy of two building decontamition strategies by surface sampling with culture and quantitative PCR alysis |  | Foam Spray |  | 100000000 |  |  | 1 | ft^2 | 0.092903 | m^2 | no rinsate |  |  | 0 |  |  |  |  | 25 |  | 50 | Wood Lamite | steady-state conditions |  |  |  | 1 | LSurv | 0 | SE |  |  | 6.07 | 3 | [10 empty] | lamite |  | /ft^2 |  |  |  |  | 6.07
Buttner 2004 Determition of the efficacy of two building decontamition strategies by surface sampling with culture and quantitative PCR alysis |  | Foam Spray |  | 100000000 |  |  | 1 | ft^2 | 0.092903 | m^2 | no rinsate |  |  | 0 |  |  |  |  | 25 |  | 50 | Wood Lamite | steady-state conditions |  |  |  | 1 | LSurv | 0 | SE |  |  | 5.97 | 3 | [10 empty] | lamite |  | /ft^2 |  |  |  |  | 5.97
Buttner 2004 Determition of the efficacy of two building decontamition strategies by surface sampling with culture and quantitative PCR alysis |  | Foam Spray |  | 100000000 |  |  | 1 | ft^2 | 0.092903 | m^2 | no rinsate |  |  | 0 |  |  |  |  | 25 |  | 50 | Wood Lamite | steady-state conditions |  |  |  | 1 | LSurv | 0 | SE |  |  | 5.42 | 3 | [10 empty] | lamite |  | /ft^2 |  |  |  |  | 5.42
Buttner 2004 Determition of the efficacy of two building decontamition strategies by surface sampling with culture and quantitative PCR alysis |  | Foam Spray |  | 100000000 |  |  | 1 | ft^2 | 0.092903 | m^2 | no rinsate |  |  | 0 |  |  |  |  | 25 |  | 50 | painted metal | steady-state conditions |  |  |  | 1 | LSurv | 0 | SE |  |  | 6.14 | 3 | [12 empty] | /ft^2 |  |  |  |  | 6.14
Buttner 2004 Determition of the efficacy of two building decontamition strategies by surface sampling with culture and quantitative PCR alysis |  | Foam Spray |  | 100000000 |  |  | 1 | ft^2 | 0.092903 | m^2 | no rinsate |  |  | 0 |  |  |  |  | 25 |  | 50 | painted metal | steady-state conditions |  |  |  | 1 | LSurv | 0 | SE |  |  | 6.09 | 3 | [12 empty] | /ft^2 |  |  |  |  | 6.09
Buttner 2004 Determition of the efficacy of two building decontamition strategies by surface sampling with culture and quantitative PCR alysis |  | Foam Spray |  | 100000000 |  |  | 1 | ft^2 | 0.092903 | m^2 | no rinsate |  |  | 0 |  |  |  |  | 25 |  | 50 | painted metal | steady-state conditions |  |  |  | 1 | LSurv | 0 | SE |  |  | 5.65 | 3 | [12 empty] | /ft^2 |  |  |  |  | 5.65
Buttner 2004 Determition of the efficacy of two building decontamition strategies by surface sampling with culture and quantitative PCR alysis |  | Foam Spray |  | 100000000 |  |  | 1 | ft^2 | 0.092903 | m^2 | no rinsate |  |  | 0 |  |  |  |  | 25 |  | 50 | Vinyl Tile | steady-state conditions |  |  |  | 4.84 | LSurv | 0.07 | SE |  |  | 5.97 | 3 | [10 empty] | smooth tile |  | /ft^2 |  |  |  |  | 5.97
Buttner 2004 Determition of the efficacy of two building decontamition strategies by surface sampling with culture and quantitative PCR alysis |  | Foam Spray |  | 100000000 |  |  | 1 | ft^2 | 0.092903 | m^2 | no rinsate |  |  | 0 |  |  |  |  | 25 |  | 50 | Vinyl Tile | steady-state conditions |  |  |  | 4.71 | LSurv | 0.11 | SE |  |  | 5.44 | 3 | [10 empty] | smooth tile |  | /ft^2 |  |  |  |  | 5.44
Buttner 2004 Determition of the efficacy of two building decontamition strategies by surface sampling with culture and quantitative PCR alysis |  | Foam Spray |  | 100000000 |  |  | 1 | ft^2 | 0.092903 | m^2 | no rinsate |  |  | 0 |  |  |  |  | 25 |  | 50 | Vinyl Tile | steady-state conditions |  |  |  | 3.81 | LSurv | 0.83 | SE |  |  | 5.99 | 3 | [10 empty] | smooth tile |  | /ft^2 |  |  |  |  | 5.99
Buttner 2004 Determition of the efficacy of two building decontamition strategies by surface sampling with culture and quantitative PCR alysis |  | Foam Spray |  | 100000000 |  |  | 1 | ft^2 | 0.092903 | m^2 | no rinsate |  |  | 0 |  |  |  |  | 25 |  | 50 | Wood Lamite | steady-state conditions |  |  |  | 5.61 | LSurv | 0.06 | SE |  |  | 6.1 | 3 | [10 empty] | lamite |  | /ft^2 |  |  |  |  | 6.1
Buttner 2004 Determition of the efficacy of two building decontamition strategies by surface sampling with culture and quantitative PCR alysis |  | Foam Spray |  | 100000000 |  |  | 1 | ft^2 | 0.092903 | m^2 | no rinsate |  |  | 0 |  |  |  |  | 25 |  | 50 | Wood Lamite | steady-state conditions |  |  |  | 5.04 | LSurv | 0.07 | SE |  |  | 6.05 | 3 | [10 empty] | lamite |  | /ft^2 |  |  |  |  | 6.05
Buttner 2004 Determition of the efficacy of two building decontamition strategies by surface sampling with culture and quantitative PCR alysis |  | Foam Spray |  | 100000000 |  |  | 1 | ft^2 | 0.092903 | m^2 | no rinsate |  |  | 0 |  |  |  |  | 25 |  | 50 | Wood Lamite | steady-state conditions |  |  |  | 5.04 | LSurv | 0.2 | SE |  |  | 5.66 | 3 | [10 empty] | lamite |  | /ft^2 |  |  |  |  | 5.66
Buttner 2004 Determition of the efficacy of two building decontamition strategies by surface sampling with culture and quantitative PCR alysis |  | Foam Spray |  | 100000000 |  |  | 1 | ft^2 | 0.092903 | m^2 | no rinsate |  |  | 0 |  |  |  |  | 25 |  | 50 | painted metal | steady-state conditions |  |  |  | 5.31 | LSurv | 5.53 | SE |  |  | 6.12 | 3 | [12 empty] | /ft^2 |  |  |  |  | 6.12
Buttner 2004 Determition of the efficacy of two building decontamition strategies by surface sampling with culture and quantitative PCR alysis |  | Foam Spray |  | 100000000 |  |  | 1 | ft^2 | 0.092903 | m^2 | no rinsate |  |  | 0 |  |  |  |  | 25 |  | 50 | painted metal | steady-state conditions |  |  |  | 5.19 | LSurv | 5.44 | SE |  |  | 5.99 | 3 | [12 empty] | /ft^2 |  |  |  |  | 5.99
Buttner 2004 Determition of the efficacy of two building decontamition strategies by surface sampling with culture and quantitative PCR alysis |  | Foam Spray |  | 100000000 |  |  | 1 | ft^2 | 0.092903 | m^2 | no rinsate |  |  | 0 |  |  |  |  | 25 |  | 50 | painted metal | steady-state conditions |  |  |  | 5.54 | LSurv | 5.66 | SE |  |  | 6.12 | 3 | [12 empty] | /ft^2 |  |  |  |  | 6.12
Wood 2010 Evaluation Of Liquid And Foam Technologies For The Ictivation Of Bacillus Anthracis Spores On Topsoil. |  | Foam Spray | CFU | 100000000 |  |  | 9.62 | cm^2 | 0.000962 | m^2 | combined |  |  | 66.5 | wt% |  |  |  | 22.5 |  | 50 | topsoil | time until neutralization | 60 |  |  | 0.59 | LR | 0.04 | 1.96 x SE |  |  |  | 5 |  | 2.93 | mL | 2.93 | mL | [5 empty] | soil | 3.0457 | mL/cm^2
Wood 2010 Evaluation Of Liquid And Foam Technologies For The Ictivation Of Bacillus Anthracis Spores On Topsoil. |  | Foam Spray | CFU | 100000000 |  |  | 9.62 | cm^2 | 0.000962 | m^2 | combined |  |  | 66.5 | wt% |  |  |  | 22.5 |  | 50 | topsoil | time until neutralization | 120 |  |  | 1.13 | LR | 0.12 | 1.96 x SE |  |  |  | 5 |  | 6.46 | mL | 6.46 | mL | [5 empty] | soil | 6.7152 | mL/cm^2
EPA 2009 Evaluation of Liquid and Foam Technologies for the Decontamition of B. anthracis and B. subtilis on Building and Outdoor Materials: Technology Evaluation Report |  | Foam Spray | CFU | 100000000 |  |  | 14.25 | cm^2 | 0.001425 | m^2 | combined |  |  | 66.5 | wt% |  |  |  | 22.5 |  | 40 | Industrial-Grade Carpet | time until neutralization | 30 |  |  | 7.4 | LR | 0.95 | 1.96 x SE |  |  |  | 5 | No damage | 3.35 | g |  |  | 0 |  |  |  |  | carpet | 2.3509 | g/cm^2
EPA 2009 Evaluation of Liquid and Foam Technologies for the Decontamition of B. anthracis and B. subtilis on Building and Outdoor Materials: Technology Evaluation Report |  | Foam Spray | CFU | 100000000 |  |  | 14.25 | cm^2 | 0.001425 | m^2 | combined |  |  | 66.5 | wt% |  |  |  | 22.5 |  | 40 | Decorative Lamite | time until neutralization | 30 |  |  | 7.4 | LR | 0.62 | 1.96 x SE |  |  |  | 5 | No damage | 0.69 | g |  |  | 0 |  |  |  |  | lamite | 0.48421 | g/cm^2
EPA 2009 Evaluation of Liquid and Foam Technologies for the Decontamition of B. anthracis and B. subtilis on Building and Outdoor Materials: Technology Evaluation Report |  | Foam Spray | CFU | 100000000 |  |  | 14.25 | cm^2 | 0.001425 | m^2 | combined |  |  | 66.5 | wt% |  |  |  | 22.5 |  | 40 | Galvanized Metal Ductwork | time until neutralization | 30 |  | ≥ | 7.59 | LR | 0.03 | 1.96 x SE |  |  |  | 5 | No damage | 1.18 | g |  |  | 0 |  |  |  |  | steel | 0.82807 | g/cm^2 |  |  |  | 0 | 7.59
EPA 2009 Evaluation of Liquid and Foam Technologies for the Decontamition of B. anthracis and B. subtilis on Building and Outdoor Materials: Technology Evaluation Report |  | Foam Spray | CFU | 100000000 |  |  | 14.25 | cm^2 | 0.001425 | m^2 | combined |  |  | 66.5 | wt% |  |  |  | 22.5 |  | 40 | Painted Wallboard Paper | time until neutralization | 30 |  |  | 4.82 | LR | 1.55 | 1.96 x SE |  |  |  | 5 | No damage | 0.82 | g |  |  | 0 |  |  |  |  | wallboard | 0.57544 | g/cm^2
EPA 2009 Evaluation of Liquid and Foam Technologies for the Decontamition of B. anthracis and B. subtilis on Building and Outdoor Materials: Technology Evaluation Report |  | Foam Spray | CFU | 100000000 |  |  | 14.25 | cm^2 | 0.001425 | m^2 | combined |  |  | 66.5 | wt% |  |  |  | 22.5 |  | 40 | Painted Cinder Block | time until neutralization | 30 |  | ≥ | 7.84 | LR | 0.04 | 1.96 x SE |  |  |  | 5 | paint peeling | 1 | g |  |  | 0 |  |  |  |  | painted concrete | 0.70175 | g/cm^2 |  |  |  | 0 | 7.84
EPA 2009 Evaluation of Liquid and Foam Technologies for the Decontamition of B. anthracis and B. subtilis on Building and Outdoor Materials: Technology Evaluation Report |  | Foam Spray | CFU | 100000000 |  |  | 14.25 | cm^2 | 0.001425 | m^2 | combined |  |  | 66.5 | wt% |  |  |  | 22.5 |  | 40 | Bare Pine Wood | time until neutralization | 30 |  |  | 2.77 | LR | 0.77 | 1.96 x SE |  |  |  | 5 | No damage | 1.15 | g |  |  | 0 |  |  |  |  | bare wood | 0.80702 | g/cm^2
EPA 2009 Evaluation of Liquid and Foam Technologies for the Decontamition of B. anthracis and B. subtilis on Building and Outdoor Materials: Technology Evaluation Report |  | Foam Spray | CFU | 100000000 |  |  | 14.25 | cm^2 | 0.001425 | m^2 | combined |  |  | 66.5 | wt% |  |  |  | 22.5 |  | 40 | Glass | time until neutralization | 30 |  | ≥ | 7.85 | LR | 0.12 | 1.96 x SE |  |  |  | 5 | No damage | 1.3 | g |  |  | 0 |  |  |  |  | glass | 0.91228 | g/cm^2 |  |  |  | 0 | 7.85
EPA 2009 Evaluation of Liquid and Foam Technologies for the Decontamition of B. anthracis and B. subtilis on Building and Outdoor Materials: Technology Evaluation Report |  | Foam Spray | CFU | 100000000 |  |  | 14.25 | cm^2 | 0.001425 | m^2 | combined |  |  | 66.5 | wt% |  |  |  | 22.5 |  | 40 | Industrial-Grade Carpet | time until neutralization | 30 |  | ≥ | 7.62 | LR | 0.18 | 1.96 x SE |  |  |  | 5 | No damage | 3.35 | g |  |  | 0 |  |  |  |  | carpet | 2.3509 | g/cm^2 |  |  |  | 0 | 7.62
EPA 2009 Evaluation of Liquid and Foam Technologies for the Decontamition of B. anthracis and B. subtilis on Building and Outdoor Materials: Technology Evaluation Report |  | Foam Spray | CFU | 100000000 |  |  | 14.25 | cm^2 | 0.001425 | m^2 | combined |  |  | 66.5 | wt% |  |  |  | 22.5 |  | 40 | Decorative Lamite | time until neutralization | 30 |  | ≥ | 7.3 | LR | 0.19 | 1.96 x SE |  |  |  | 5 | No damage | 0.69 | g |  |  | 0 |  |  |  |  | lamite | 0.48421 | g/cm^2 |  |  |  | 0 | 7.3
EPA 2009 Evaluation of Liquid and Foam Technologies for the Decontamition of B. anthracis and B. subtilis on Building and Outdoor Materials: Technology Evaluation Report |  | Foam Spray | CFU | 100000000 |  |  | 14.25 | cm^2 | 0.001425 | m^2 | combined |  |  | 66.5 | wt% |  |  |  | 22.5 |  | 40 | Galvanized Metal Ductwork | time until neutralization | 30 |  | ≥ | 7.6 | LR | 7.0000000000000007E-2 | 1.96 x SE |  |  |  | 5 | No damage | 1.18 | g |  |  | 0 |  |  |  |  | steel | 0.82807 | g/cm^2 |  |  |  | 0 | 7.6
EPA 2009 Evaluation of Liquid and Foam Technologies for the Decontamition of B. anthracis and B. subtilis on Building and Outdoor Materials: Technology Evaluation Report |  | Foam Spray | CFU | 100000000 |  |  | 14.25 | cm^2 | 0.001425 | m^2 | combined |  |  | 66.5 | wt% |  |  |  | 22.5 |  | 40 | Painted Wallboard Paper | time until neutralization | 30 |  | ≥ | 6.14 | LR | 0.24 | 1.96 x SE |  |  |  | 5 | No damage | 0.82 | g |  |  | 0 |  |  |  |  | wallboard | 0.57544 | g/cm^2 |  |  |  | 0 | 6.14
EPA 2009 Evaluation of Liquid and Foam Technologies for the Decontamition of B. anthracis and B. subtilis on Building and Outdoor Materials: Technology Evaluation Report |  | Foam Spray | CFU | 100000000 |  |  | 14.25 | cm^2 | 0.001425 | m^2 | combined |  |  | 66.5 | wt% |  |  |  | 22.5 |  | 40 | Painted Cinder Block | time until neutralization | 30 |  | ≥ | 7.05 | LR | 0.22 | 1.96 x SE |  |  |  | 5 | paint peeling | 1 | g |  |  | 0 |  |  |  |  | painted concrete | 0.70175 | g/cm^2 |  |  |  | 0 | 7.05
EPA 2009 Evaluation of Liquid and Foam Technologies for the Decontamition of B. anthracis and B. subtilis on Building and Outdoor Materials: Technology Evaluation Report |  | Foam Spray | CFU | 100000000 |  |  | 14.25 | cm^2 | 0.001425 | m^2 | combined |  |  | 66.5 | wt% |  |  |  | 22.5 |  | 40 | Bare Pine Wood | time until neutralization | 30 |  |  | 1.28 | LR | 0.41 | 1.96 x SE |  |  |  | 5 | No damage | 1.15 | g |  |  | 0 |  |  |  |  | bare wood | 0.80702 | g/cm^2
EPA 2009 Evaluation of Liquid and Foam Technologies for the Decontamition of B. anthracis and B. subtilis on Building and Outdoor Materials: Technology Evaluation Report |  | Foam Spray | CFU | 100000000 |  |  | 14.25 | cm^2 | 0.001425 | m^2 | combined |  |  | 66.5 | wt% |  |  |  | 22.5 |  | 40 | Glass | time until neutralization | 30 |  | ≥ | 7.51 | LR | 0.23 | 1.96 x SE |  |  |  | 5 | No damage | 1.3 | g |  |  | 0 |  |  |  |  | glass | 0.91228 | g/cm^2 |  |  |  | 0 | 7.51
EPA 2010 Biological Agent Decontamition Technology Testing |  | Foam Spray | CFU | 100000000 |  |  | 14.25 | cm^2 | 0.001425 | m^2 | combined |  |  | 66.5 | wt% |  |  | 1 | 22 |  | 50 | Stainless Steel | time until neutralization | 30 |  | ≥ | 7.67 | LR | 0.05 | 1.96 x SE |  |  |  | 5 | No damage | 0.11 | g |  |  | 0 |  |  |  |  | steel | 0.077193 | g/cm^2 |  |  |  | 0 | 7.67
EPA 2010 Biological Agent Decontamition Technology Testing |  | Foam Spray | CFU | 100000000 |  |  | 14.25 | cm^2 | 0.001425 | m^2 | combined |  |  | 66.5 | wt% |  |  | 1 | 22 |  | 50 | Glass | time until neutralization | 30 |  | ≥ | 7.74 | LR | 0.09 | 1.96 x SE |  |  |  | 5 | No damage | 0.23 | g |  |  | 0 |  |  |  |  | glass | 0.1614 | g/cm^2 |  |  |  | 0 | 7.74
EPA 2010 Biological Agent Decontamition Technology Testing |  | Foam Spray | CFU | 100000000 |  |  | 14.25 | cm^2 | 0.001425 | m^2 | combined |  |  | 66.5 | wt% |  |  | 1 | 22 |  | 50 | Aluminum | time until neutralization | 30 |  | ≥ | 7.8 | LR | 0.05 | 1.96 x SE |  |  |  | 5 | No damage | 0.23 | g |  |  | 0 | [5 empty] | 0.1614 | g/cm^2 |  |  |  | 0 | 7.8
EPA 2010 Biological Agent Decontamition Technology Testing |  | Foam Spray | CFU | 100000000 |  |  | 14.25 | cm^2 | 0.001425 | m^2 | combined |  |  | 66.5 | wt% |  |  | 1 | 22 |  | 50 | Porcelain | time until neutralization | 30 |  | ≥ | 7.68 | LR | 7.0000000000000007E-2 | 1.96 x SE |  |  |  | 5 | No damage | 0.56 | g |  |  | 0 |  |  |  |  | smooth tile | 0.39298 | g/cm^2 |  |  |  | 0 | 7.68
EPA 2010 Biological Agent Decontamition Technology Testing |  | Foam Spray | CFU | 100000000 |  |  | 14.25 | cm^2 | 0.001425 | m^2 | combined |  |  | 66.5 | wt% |  |  | 1 | 22 |  | 50 | Granite | time until neutralization | 30 |  | ≥ | 7.59 | LR | 0.08 | 1.96 x SE |  |  |  | 5 | No damage | 0.28 | g |  |  | 0 |  |  |  |  | smooth tile | 0.19649 | g/cm^2 |  |  |  | 0 | 7.59
EPA 2010 Biological Agent Decontamition Technology Testing |  | Foam Spray | CFU | 100000000 |  |  | 14.25 | cm^2 | 0.001425 | m^2 | combined |  |  | 66.5 | wt% |  |  | 1 | 22 |  | 50 | Concrete | time until neutralization | 60 |  |  | 6.93 | LR | 0.16 | 1.96 x SE |  |  |  | 5 | No damage | 0.75 | g |  |  | 0 |  |  |  |  | concrete | 0.52632 | g/cm^2
EPA 2010 Biological Agent Decontamition Technology Testing |  | Foam Spray | CFU | 100000000 |  |  | 14.25 | cm^2 | 0.001425 | m^2 | combined |  |  | 66.5 | wt% |  |  | 1 | 22 |  | 50 | Brick | time until neutralization | 60 |  | ≥ | 7.4 | LR | 0.15 | 1.96 x SE |  |  |  | 5 | No damage | 1.4 | g |  |  | 0 |  |  |  |  | brick | 0.98246 | g/cm^2 |  |  |  | 0 | 7.4
EPA 2010 Biological Agent Decontamition Technology Testing |  | Foam Spray | CFU | 100000000 |  |  | 14.25 | cm^2 | 0.001425 | m^2 | combined |  |  | 66.5 | wt% |  |  | 1 | 22 |  | 50 | Asphalt Paving | time until neutralization | 60 |  | ≥ | 7.58 | LR | 0.05 | 1.96 x SE |  |  |  | 5 | No damage | 0.6 | g |  |  | 0 |  |  |  |  | asphalt | 0.42105 | g/cm^2 |  |  |  | 0 | 7.58
EPA 2010 Biological Agent Decontamition Technology Testing |  | Foam Spray | CFU | 100000000 |  |  | 14.25 | cm^2 | 0.001425 | m^2 | combined |  |  | 66.5 | wt% |  |  | 1 | 22 |  | 50 | Treated Wood | time until neutralization | 60 |  | ≥ | 6.97 | LR | 0.13 | 1.96 x SE |  |  |  | 5 | No damage | 1.59 | g |  |  | 0 |  |  |  |  | wood | 1.1158 | g/cm^2 |  |  |  | 0 | 6.97
EPA 2010 Biological Agent Decontamition Technology Testing |  | Foam Spray | CFU | 100000000 |  |  | 14.25 | cm^2 | 0.001425 | m^2 | combined |  |  | 66.5 | wt% |  |  | 1 | 22 |  | 50 | Butyl Rubber | time until neutralization | 60 |  | ≥ | 6.8 | LR | 0.18 | 1.96 x SE |  |  |  | 5 | No damage | 0.46 | g |  |  | 0 | [5 empty] | 0.32281 | g/cm^2 |  |  |  | 0 | 6.8
EPA 2010 Biological Agent Decontamition Technology Testing |  | Foam Spray | CFU | 100000000 |  |  | 14.25 | cm^2 | 0.001425 | m^2 | combined |  |  | 35 | wt% |  |  | 1 | 22 |  | 50 | Stainless Steel | time until neutralization | 60 |  | ≥ | 7.64 | LR | 0.03 | 1.96 x SE |  |  |  | 5 | No damage | 0.52 | g |  |  | 0 |  |  |  |  | steel | 0.36491 | g/cm^2 |  |  |  | 0 | 7.64
EPA 2010 Biological Agent Decontamition Technology Testing |  | Foam Spray | CFU | 100000000 |  |  | 14.25 | cm^2 | 0.001425 | m^2 | combined |  |  | 35 | wt% |  |  | 1 | 22 |  | 50 | Glass | time until neutralization | 60 |  | ≥ | 7.78 | LR | 0.03 | 1.96 x SE |  |  |  | 5 | No damage | 0.81 | g |  |  | 0 |  |  |  |  | glass | 0.56842 | g/cm^2 |  |  |  | 0 | 7.78
EPA 2010 Biological Agent Decontamition Technology Testing |  | Foam Spray | CFU | 10000000 |  |  | 14.25 | cm^2 | 0.001425 | m^2 | combined |  |  | 35 | wt% |  |  | 1 | 22 |  | 50 | Aluminum | time until neutralization | 60 |  | ≥ | 7.8 | LR | 0.06 | 1.96 x SE |  |  |  | 5 | No damage | 0.62 | g |  |  | 0 | [5 empty] | 0.43509 | g/cm^2 |  |  |  | 0 | 7.8
EPA 2010 Biological Agent Decontamition Technology Testing |  | Foam Spray | CFU | 10000000 |  |  | 14.25 | cm^2 | 0.001425 | m^2 | combined |  |  | 35 | wt% |  |  | 1 | 22 |  | 50 | Porcelain | time until neutralization | 60 |  | ≥ | 7.67 | LR | 0.08 | 1.96 x SE |  |  |  | 5 | No damage | 0.92 | g |  |  | 0 |  |  |  |  | smooth tile | 0.64561 | g/cm^2 |  |  |  | 0 | 7.67
EPA 2010 Biological Agent Decontamition Technology Testing |  | Foam Spray | CFU | 10000000 |  |  | 14.25 | cm^2 | 0.001425 | m^2 | combined |  |  | 35 | wt% |  |  | 1 | 22 |  | 50 | Granite | time until neutralization | 60 |  | ≥ | 7.32 | LR | 0.17 | 1.96 x SE |  |  |  | 5 | No damage | 0.37 | g |  |  | 0 |  |  |  |  | smooth tile | 0.25965 | g/cm^2 |  |  |  | 0 | 7.32
EPA 2010 Biological Agent Decontamition Technology Testing |  | Foam Spray | CFU | 10000000 |  |  | 14.25 | cm^2 | 0.001425 | m^2 | combined |  |  | 35 | wt% |  |  | 1 | 22 |  | 50 | Concrete | time until neutralization | 60 |  |  | 4 | LR | 1.67 | 1.96 x SE |  |  |  | 5 | No damage | 0.39 | g |  |  | 0 |  |  |  |  | concrete | 0.27368 | g/cm^2
EPA 2010 Biological Agent Decontamition Technology Testing |  | Foam Spray | CFU | 10000000 |  |  | 14.25 | cm^2 | 0.001425 | m^2 | combined |  |  | 35 | wt% |  |  | 1 | 22 |  | 50 | Brick | time until neutralization | 60 |  | ≥ | 7.25 | LR | 0.03 | 1.96 x SE |  |  |  | 5 | No damage | 0.79 | g |  |  | 0 |  |  |  |  | brick | 0.55439 | g/cm^2 |  |  |  | 0 | 7.25
EPA 2010 Biological Agent Decontamition Technology Testing |  | Foam Spray | CFU | 10000000 |  |  | 14.25 | cm^2 | 0.001425 | m^2 | combined |  |  | 35 | wt% |  |  | 1 | 22 |  | 50 | Asphalt Paving | time until neutralization | 60 |  |  | 2.97 | LR | 0.21 | 1.96 x SE |  |  |  | 5 | No damage | 0.51 | g |  |  | 0 |  |  |  |  | asphalt | 0.35789 | g/cm^2
EPA 2010 Biological Agent Decontamition Technology Testing |  | Foam Spray | CFU | 10000000 |  |  | 14.25 | cm^2 | 0.001425 | m^2 | combined |  |  | 35 | wt% |  |  | 1 | 22 |  | 50 | Treated Wood | time until neutralization | 60 |  |  | 1.91 | LR | 1.5 | 1.96 x SE |  |  |  | 5 | No damage | 1.05 | g |  |  | 0 |  |  |  |  | wood | 0.73684 | g/cm^2
EPA 2010 Biological Agent Decontamition Technology Testing |  | Foam Spray | CFU | 10000000 |  |  | 14.25 | cm^2 | 0.001425 | m^2 | combined |  |  | 35 | wt% |  |  | 1 | 22 |  | 50 | Butyl Rubber | time until neutralization | 60 |  | ≥ | 6.94 | LR | 0.04 | 1.96 x SE |  |  |  | 5 | No damage | 1.03 | g |  |  | 0 | [5 empty] | 0.72281 | g/cm^2 |  |  |  | 0 | 6.94
EPA 2010 Biological Agent Decontamition Technology Testing |  | Foam Spray | CFU | 10000000 |  |  | 14.25 | cm^2 | 0.001425 | m^2 | combined |  |  | 4 | wt% |  |  | 1 | 22 |  | 50 | Stainless Steel | time until neutralization | 30 |  | ≥ | 7.61 | LR | 0.03 | 1.96 x SE |  |  |  | 5 | No damage | 0.27 | g |  |  | 0 |  |  |  |  | steel | 0.18947 | g/cm^2 |  |  |  | 0 | 7.61
EPA 2010 Biological Agent Decontamition Technology Testing |  | Foam Spray | CFU | 10000000 |  |  | 14.25 | cm^2 | 0.001425 | m^2 | combined |  |  | 4 | wt% |  |  | 1 | 22 |  | 50 | Glass | time until neutralization | 30 |  | ≥ | 7.79 | LR | 0.04 | 1.96 x SE |  |  |  | 5 | No damage | 0.08 | g |  |  | 0 |  |  |  |  | glass | 0.05614 | g/cm^2 |  |  |  | 0 | 7.79
EPA 2010 Biological Agent Decontamition Technology Testing |  | Foam Spray | CFU | 10000000 |  |  | 14.25 | cm^2 | 0.001425 | m^2 | combined |  |  | 4 | wt% |  |  | 1 | 22 |  | 50 | Aluminum | time until neutralization | 30 |  | ≥ | 7.75 | LR | 0.06 | 1.96 x SE |  |  |  | 5 | No damage | 0.14 | g |  |  | 0 | [5 empty] | 0.098246 | g/cm^2 |  |  |  | 0 | 7.75
EPA 2010 Biological Agent Decontamition Technology Testing |  | Foam Spray | CFU | 10000000 |  |  | 14.25 | cm^2 | 0.001425 | m^2 | combined |  |  | 4 | wt% |  |  | 1 | 22 |  | 50 | Porcelain | time until neutralization | 30 |  | ≥ | 7.78 | LR | 0.01 | 1.96 x SE |  |  |  | 5 | No damage | 0.13 | g |  |  | 0 |  |  |  |  | smooth tile | 0.091228 | g/cm^2 |  |  |  | 0 | 7.78
EPA 2010 Biological Agent Decontamition Technology Testing |  | Foam Spray | CFU | 10000000 |  |  | 14.25 | cm^2 | 0.001425 | m^2 | combined |  |  | 4 | wt% |  |  | 1 | 22 |  | 50 | Granite | time until neutralization | 30 |  | ≥ | 7.51 | LR | 0.05 | 1.96 x SE |  |  |  | 5 | No damage | 0.36 | g |  |  | 0 |  |  |  |  | smooth tile | 0.25263 | g/cm^2 |  |  |  | 0 | 7.51
EPA 2010 Biological Agent Decontamition Technology Testing |  | Foam Spray | CFU | 10000000 |  |  | 14.25 | cm^2 | 0.001425 | m^2 | combined |  |  | 4 | wt% |  |  | 1 | 22 |  | 50 | Concrete | time until neutralization | 60 |  | ≥ | 7.14 | LR | 0.03 | 1.96 x SE |  |  |  | 5 | No damage | 0.8 | g |  |  | 0 |  |  |  |  | concrete | 0.5614 | g/cm^2 |  |  |  | 0 | 7.14
EPA 2010 Biological Agent Decontamition Technology Testing |  | Foam Spray | CFU | 1000000 |  |  | 14.25 | cm^2 | 0.001425 | m^2 | combined |  |  | 4 | wt% |  |  | 1 | 22 |  | 50 | Brick | time until neutralization | 60 |  | ≥ | 7.28 | LR | 0.2 | 1.96 x SE |  |  |  | 5 | No damage | 0.87 | g |  |  | 0 |  |  |  |  | brick | 0.61053 | g/cm^2 |  |  |  | 0 | 7.28
EPA 2010 Biological Agent Decontamition Technology Testing |  | Foam Spray | CFU | 1000000 |  |  | 14.25 | cm^2 | 0.001425 | m^2 | combined |  |  | 4 | wt% |  |  | 1 | 22 |  | 50 | Asphalt Paving | time until neutralization | 60 |  |  | 1.63 | LR | 0.14000000000000001 | 1.96 x SE |  |  |  | 5 | No damage | 0.99 | g |  |  | 0 |  |  |  |  | asphalt | 0.69474 | g/cm^2
EPA 2010 Biological Agent Decontamition Technology Testing |  | Foam Spray | CFU | 1000000 |  |  | 14.25 | cm^2 | 0.001425 | m^2 | combined |  |  | 4 | wt% |  |  | 1 | 22 |  | 50 | Treated Wood | time until neutralization | 60 |  |  | 0.82 | LR | 0.26 | 1.96 x SE |  |  |  | 5 | No damage | 1.27 | g |  |  | 0 |  |  |  |  | wood | 0.89123 | g/cm^2
EPA 2010 Biological Agent Decontamition Technology Testing |  | Foam Spray | CFU | 1000000 |  |  | 14.25 | cm^2 | 0.001425 | m^2 | combined |  |  | 4 | wt% |  |  | 1 | 22 |  | 50 | Butyl Rubber | time until neutralization | 60 |  | ≥ | 6.99 | LR | 0.1 | 1.96 x SE |  |  |  | 5 | No damage | 0.8 | g |  |  | 0 | [5 empty] | 0.5614 | g/cm^2 |  |  |  | 0 | 6.99

## Foam Spray Data
Value
Number of Records | 90
Records Including Grime Dirt | 0
Records Including Rinsate | 90
| Units | Minimum | Maximum | Mean/Mode | Standard Deviation
Coupon Area | m^2 | 0.000962 | 1.44 | 0.11819 | 0.3571
Loading | multiple units given | 100000 | 2100000000 | 208273333.3667 | 510093665.4983
Number of Applications | NA | NA | NA | NA | NA
Temperature | Celsius | 22 | 27 | 23.3 | 1.5772
Relative Humidity | % | 40 | 80 | 50.4444 | 8.7295
Contact Time | Minutes | 30 | 120 | 40 | 16.6995
Concentration of Active Decon Agent | multiple units given | 0 | 66.5 | 23.6778 | 29.4075
Efficacy | multiple units given | 0.59 | 9.2 | 5.7443 | 2.6201
Volume Applied | mL | 1.01 | 5700 | 1555.8232 | 2597.5006

## Fogging Master
Ref | GrimeDirt | AppMeth | LoadingUn | LoadingNum | ConvertedLoading | ConvertedLoadingUn | CoupArea | CoupAreaUn | ConvertedCoupArea | ConvertedCoupAreaUn | Rinsate | RinsateUn | ConcDoseCtrl | ConcDoseNum | ConcDoseUn | ConvertedConcDose | ConvertedConcDoseUn | TempCtrl | TempNum | RHCtrl | RHNum | SurfMed | ContTimeDesc | ContTimeNumMin | TotalApp | EffGreater | Eff | EffMeas | EffVar | EffVarStat | ConvertedEff | ConvertedEffMeas | LPosRec | N | MatComp | VolApp | VolAppUn | ConvertedVolApp | ConvertedVolAppUn | CT | CTUn | RinsateLess | Positives | WaterRinse | Surface | VolAppDen(L/m^2) | VolAppDenUn | ClO2(ppm) | MB(mg/L) | H2O2(ppm) | PosCalc | LPosRecCalc
Wood 2013 Evaluation of peracetic acid fog for the ictivation of Bacillus anthracis spore surrogates in a large decontamition chamber |  | Fogging | log(CFU) | 1000000 |  |  | 929 | cm^2 | 0.0929 | m^2 | no rinsate |  |  | 4.5 | wt% |  |  |  | 22 |  | 50 | stainless steel (Rear wall, left side) | dwell time, not including aeration | 132 |  |  | 0.82 | Lsurv | 0.32 | SD |  |  | 4.5 |  |  | 1.25 | mL/m^3 | [7 empty] | steel | 0 | mL/m^3/cm^2 |  |  |  |  | 4.5
Wood 2013 Evaluation of peracetic acid fog for the ictivation of Bacillus anthracis spore surrogates in a large decontamition chamber |  | Fogging | log(CFU) | 1000000 |  |  | 929 | cm^2 | 0.0929 | m^2 | no rinsate |  |  | 4.5 | wt% |  |  |  | 22 |  | 50 | stainless steel (Rear wall, right side) | dwell time, not including aeration | 132 |  |  | 0.89 | Lsurv | 1.07 | SD |  |  | 4.5 |  |  | 1.25 | mL/m^3 | [7 empty] | steel | 0 | mL/m^3/cm^2 |  |  |  |  | 4.5
Wood 2013 Evaluation of peracetic acid fog for the ictivation of Bacillus anthracis spore surrogates in a large decontamition chamber |  | Fogging | log(CFU) | 1000000 |  |  | 929 | cm^2 | 0.0929 | m^2 | no rinsate |  |  | 4.5 | wt% |  |  |  | 22 |  | 50 | stainless steel (Floor, left side) | dwell time, not including aeration | 132 |  |  | 1.21 | Lsurv | 0.86 | SD |  |  | 5.5 |  |  | 1.25 | mL/m^3 | [7 empty] | steel | 0 | mL/m^3/cm^2 |  |  |  |  | 5.5
Wood 2013 Evaluation of peracetic acid fog for the ictivation of Bacillus anthracis spore surrogates in a large decontamition chamber |  | Fogging | log(CFU) | 1000000 |  |  | 929 | cm^2 | 0.0929 | m^2 | no rinsate |  |  | 4.5 | wt% |  |  |  | 22 |  | 50 | Stainless steel (Floor, right side | dwell time, not including aeration | 132 |  |  | 1.34 | Lsurv | 0.77 | SD |  |  | 5.5 |  |  | 1.25 | mL/m^3 | [7 empty] | steel | 0 | mL/m^3/cm^2 |  |  |  |  | 5.5
Wood 2013 Evaluation of peracetic acid fog for the ictivation of Bacillus anthracis spore surrogates in a large decontamition chamber |  | Fogging | log(CFU) | 1000000 |  |  | 929 | cm^2 | 0.0929 | m^2 | no rinsate |  |  | 4.5 | wt% |  |  |  | 22 |  | 50 | stainless steel (Left wall) | dwell time, not including aeration | 132 |  |  | 0.61 | Lsurv | 0.45 | SD |  |  | 4.5 |  |  | 1.25 | mL/m^3 | [7 empty] | steel | 0 | mL/m^3/cm^2 |  |  |  |  | 4.5
Wood 2013 Evaluation of peracetic acid fog for the ictivation of Bacillus anthracis spore surrogates in a large decontamition chamber |  | Fogging | log(CFU) | 1000000 |  |  | 929 | cm^2 | 0.0929 | m^2 | no rinsate |  |  | 4.5 | wt% |  |  |  | 22 |  | 50 | stainless steel (Right wall) | dwell time, not including aeration | 132 |  |  | 0.2 | Lsurv | 0.18 | SD |  |  | 4.5 |  |  | 1.25 | mL/m^3 | [7 empty] | steel | 0 | mL/m^3/cm^2 |  |  |  |  | 4.5
Wood 2013 Evaluation of peracetic acid fog for the ictivation of Bacillus anthracis spore surrogates in a large decontamition chamber |  | Fogging | log(CFU) | 1000000 |  |  | 929 | cm^2 | 0.0929 | m^2 | no rinsate |  |  | 4.5 | wt% |  |  |  | 22 |  | 50 | stainless steel (Rear wall, left side) | dwell time, not including aeration | 960 |  |  | 1.72 | Lsurv | 0.31 | SD |  |  | 4.5 |  |  | 1.25 | mL/m^3 | [7 empty] | steel | 0 | mL/m^3/cm^2 |  |  |  |  | 4.5
Wood 2013 Evaluation of peracetic acid fog for the ictivation of Bacillus anthracis spore surrogates in a large decontamition chamber |  | Fogging | log(CFU) | 1000000 |  |  | 929 | cm^2 | 0.0929 | m^2 | no rinsate |  |  | 4.5 | wt% |  |  |  | 22 |  | 50 | stainless steel (Rear wall, right side) | dwell time, not including aeration | 960 |  |  | 1.21 | Lsurv | 0.4 | SD |  |  | 4.5 |  |  | 1.25 | mL/m^3 | [7 empty] | steel | 0 | mL/m^3/cm^2 |  |  |  |  | 4.5
Wood 2013 Evaluation of peracetic acid fog for the ictivation of Bacillus anthracis spore surrogates in a large decontamition chamber |  | Fogging | log(CFU) | 1000000 |  |  | 929 | cm^2 | 0.0929 | m^2 | no rinsate |  |  | 4.5 | wt% |  |  |  | 22 |  | 50 | stainless steel (Floor, left side) | dwell time, not including aeration | 960 |  |  | 1.04 | Lsurv | 1.15 | SD |  |  | 5.5 |  |  | 1.25 | mL/m^3 | [7 empty] | steel | 0 | mL/m^3/cm^2 |  |  |  |  | 5.5
Wood 2013 Evaluation of peracetic acid fog for the ictivation of Bacillus anthracis spore surrogates in a large decontamition chamber |  | Fogging | log(CFU) | 1000000 |  |  | 929 | cm^2 | 0.0929 | m^2 | no rinsate |  |  | 4.5 | wt% |  |  |  | 22 |  | 50 | Stainless steel (Floor, right side | dwell time, not including aeration | 960 |  |  | 2.26 | Lsurv | 0.54 | SD |  |  | 5.5 |  |  | 1.25 | mL/m^3 | [7 empty] | steel | 0 | mL/m^3/cm^2 |  |  |  |  | 5.5
Wood 2013 Evaluation of peracetic acid fog for the ictivation of Bacillus anthracis spore surrogates in a large decontamition chamber |  | Fogging | log(CFU) | 10000000 |  |  | 929 | cm^2 | 0.0929 | m^2 | no rinsate |  |  | 4.5 | wt% |  |  |  | 22 |  | 50 | stainless steel (Left wall) | dwell time, not including aeration | 960 |  |  | 1.65 | Lsurv | 0.12 | SD |  |  | 4.5 |  |  | 1.25 | mL/m^3 | [7 empty] | steel | 0 | mL/m^3/cm^2 |  |  |  |  | 4.5
Wood 2013 Evaluation of peracetic acid fog for the ictivation of Bacillus anthracis spore surrogates in a large decontamition chamber |  | Fogging | log(CFU) | 10000000 |  |  | 929 | cm^2 | 0.0929 | m^2 | no rinsate |  |  | 4.5 | wt% |  |  |  | 22 |  | 50 | stainless steel (Right wall) | dwell time, not including aeration | 960 |  |  | 0.42 | Lsurv | 0.39 | SD |  |  | 4.5 |  |  | 1.25 | mL/m^3 | [7 empty] | steel | 0 | mL/m^3/cm^2 |  |  |  |  | 4.5
Wood 2013 Evaluation of peracetic acid fog for the ictivation of Bacillus anthracis spore surrogates in a large decontamition chamber |  | Fogging | log(CFU) | 10000000 |  |  | 929 | cm^2 | 0.0929 | m^2 | no rinsate |  |  | 4.5 | wt% |  |  |  | 22 |  | 50 | stainless steel (Rear wall, left side) | dwell time, not including aeration | 900 |  |  | 1.22 | Lsurv | 0.69 | SD |  |  | 4.5 |  |  | 2.5 | mL/m^3 | [7 empty] | steel | 0 | mL/m^3/cm^2 |  |  |  |  | 4.5
Wood 2013 Evaluation of peracetic acid fog for the ictivation of Bacillus anthracis spore surrogates in a large decontamition chamber |  | Fogging | log(CFU) | 10000000 |  |  | 929 | cm^2 | 0.0929 | m^2 | no rinsate |  |  | 4.5 | wt% |  |  |  | 22 |  | 50 | stainless steel (Rear wall, right side) | dwell time, not including aeration | 900 |  |  | 1.42 | Lsurv | 0.43 | SD |  |  | 4.5 |  |  | 2.5 | mL/m^3 | [7 empty] | steel | 0 | mL/m^3/cm^2 |  |  |  |  | 4.5
Wood 2013 Evaluation of peracetic acid fog for the ictivation of Bacillus anthracis spore surrogates in a large decontamition chamber |  | Fogging | log(CFU) | 10000000 |  |  | 929 | cm^2 | 0.0929 | m^2 | no rinsate |  |  | 4.5 | wt% |  |  |  | 22 |  | 50 | stainless steel (Floor, left side) | dwell time, not including aeration | 900 |  |  | 1.91 | Lsurv | 0.22 | SD |  |  | 5.5 |  |  | 2.5 | mL/m^3 | [7 empty] | steel | 0 | mL/m^3/cm^2 |  |  |  |  | 5.5
Wood 2013 Evaluation of peracetic acid fog for the ictivation of Bacillus anthracis spore surrogates in a large decontamition chamber |  | Fogging | log(CFU) | 10000000 |  |  | 929 | cm^2 | 0.0929 | m^2 | no rinsate |  |  | 4.5 | wt% |  |  |  | 22 |  | 50 | Stainless steel (Floor, right side | dwell time, not including aeration | 900 |  |  | 1.58 | Lsurv | 0.24 | SD |  |  | 5.5 |  |  | 2.5 | mL/m^3 | [7 empty] | steel | 0 | mL/m^3/cm^2 |  |  |  |  | 5.5
Wood 2013 Evaluation of peracetic acid fog for the ictivation of Bacillus anthracis spore surrogates in a large decontamition chamber |  | Fogging | log(CFU) | 10000000 |  |  | 929 | cm^2 | 0.0929 | m^2 | no rinsate |  |  | 4.5 | wt% |  |  |  | 22 |  | 50 | stainless steel (Left wall) | dwell time, not including aeration | 900 |  |  | 1.66 | Lsurv | 0.2 | SD |  |  | 4.5 |  |  | 2.5 | mL/m^3 | [7 empty] | steel | 0 | mL/m^3/cm^2 |  |  |  |  | 4.5
Wood 2013 Evaluation of peracetic acid fog for the ictivation of Bacillus anthracis spore surrogates in a large decontamition chamber |  | Fogging | log(CFU) | 10000000 |  |  | 929 | cm^2 | 0.0929 | m^2 | no rinsate |  |  | 4.5 | wt% |  |  |  | 22 |  | 50 | stainless steel (Right wall) | dwell time, not including aeration | 900 |  |  | 1 | Lsurv | 0.26 | SD |  |  | 4.5 |  |  | 2.5 | mL/m^3 | [7 empty] | steel | 0 | mL/m^3/cm^2 |  |  |  |  | 4.5
Wood 2013 Evaluation of peracetic acid fog for the ictivation of Bacillus anthracis spore surrogates in a large decontamition chamber |  | Fogging | log(CFU) | 10000000 |  |  | 929 | cm^2 | 0.0929 | m^2 | no rinsate |  |  | 4.5 | wt% |  |  |  | 22 |  | 50 | stainless steel (Rear wall, left side) | dwell time, not including aeration | 1020 |  |  | 0.01 | Lsurv | 0.03 | SD |  |  | 3.75 |  |  | 2.5 | mL/m^3 | [7 empty] | steel | 0 | mL/m^3/cm^2 |  |  |  |  | 3.75
Wood 2013 Evaluation of peracetic acid fog for the ictivation of Bacillus anthracis spore surrogates in a large decontamition chamber |  | Fogging | log(CFU) | 10000000 |  |  | 929 | cm^2 | 0.0929 | m^2 | no rinsate |  |  | 4.5 | wt% |  |  |  | 22 |  | 50 | stainless steel (Rear wall, right side) | dwell time, not including aeration | 1020 |  |  | 0 | Lsurv | 0 | SD |  |  | 3.75 |  |  | 2.5 | mL/m^3 | [7 empty] | steel | 0 | mL/m^3/cm^2 |  |  |  |  | 3.75
Wood 2013 Evaluation of peracetic acid fog for the ictivation of Bacillus anthracis spore surrogates in a large decontamition chamber |  | Fogging | log(CFU) | 10000000 |  |  | 929 | cm^2 | 0.0929 | m^2 | no rinsate |  |  | 4.5 | wt% |  |  |  | 22 |  | 50 | stainless steel (Floor, left side) | dwell time, not including aeration | 1020 |  |  | 0.53 | Lsurv | 0.54 | SD |  |  | 5.25 |  |  | 2.5 | mL/m^3 | [7 empty] | steel | 0 | mL/m^3/cm^2 |  |  |  |  | 5.25
Wood 2013 Evaluation of peracetic acid fog for the ictivation of Bacillus anthracis spore surrogates in a large decontamition chamber |  | Fogging | log(CFU) | 10000000 |  |  | 929 | cm^2 | 0.0929 | m^2 | no rinsate |  |  | 4.5 | wt% |  |  |  | 22 |  | 50 | Stainless steel (Floor, right side | dwell time, not including aeration | 1020 |  |  | 0.68 | Lsurv | 0.61 | SD |  |  | 5.25 |  |  | 2.5 | mL/m^3 | [7 empty] | steel | 0 | mL/m^3/cm^2 |  |  |  |  | 5.25
Wood 2013 Evaluation of peracetic acid fog for the ictivation of Bacillus anthracis spore surrogates in a large decontamition chamber |  | Fogging | log(CFU) | 10000000 |  |  | 929 | cm^2 | 0.0929 | m^2 | no rinsate |  |  | 4.5 | wt% |  |  |  | 22 |  | 50 | stainless steel (Left wall) | dwell time, not including aeration | 1020 |  |  | 0.7 | Lsurv | 0.67 | SD |  |  | 3.75 |  |  | 2.5 | mL/m^3 | [7 empty] | steel | 0 | mL/m^3/cm^2 |  |  |  |  | 3.75
Wood 2013 Evaluation of peracetic acid fog for the ictivation of Bacillus anthracis spore surrogates in a large decontamition chamber |  | Fogging | log(CFU) | 10000000 |  |  | 929 | cm^2 | 0.0929 | m^2 | no rinsate |  |  | 4.5 | wt% |  |  |  | 22 |  | 50 | stainless steel (Right wall) | dwell time, not including aeration | 1020 |  |  | 0 | Lsurv | 0 | SD |  |  | 3.75 |  |  | 2.5 | mL/m^3 | [7 empty] | steel | 0 | mL/m^3/cm^2 |  |  |  |  | 3.75
Wood 2013 Evaluation of peracetic acid fog for the ictivation of Bacillus anthracis spore surrogates in a large decontamition chamber |  | Fogging | log(CFU) | 10000000 |  |  | 929 | cm^2 | 0.0929 | m^2 | no rinsate |  |  | 4.5 | wt% |  |  |  | 22 |  | 50 | stainless steel (Rear wall, left side) | dwell time, not including aeration | 120 |  |  | 0.16 | Lsurv | 0.27 | SD |  |  | 3.75 |  |  | 3.3333 | mL/m^3 | [7 empty] | steel | 0 | mL/m^3/cm^2 |  |  |  |  | 3.75
Wood 2013 Evaluation of peracetic acid fog for the ictivation of Bacillus anthracis spore surrogates in a large decontamition chamber |  | Fogging | log(CFU) | 10000000 |  |  | 929 | cm^2 | 0.0929 | m^2 | no rinsate |  |  | 4.5 | wt% |  |  |  | 22 |  | 50 | stainless steel (Rear wall, right side) | dwell time, not including aeration | 120 |  |  | 0.67 | Lsurv | 0.34 | SD |  |  | 3.75 |  |  | 3.3333 | mL/m^3 | [7 empty] | steel | 0 | mL/m^3/cm^2 |  |  |  |  | 3.75
Wood 2013 Evaluation of peracetic acid fog for the ictivation of Bacillus anthracis spore surrogates in a large decontamition chamber |  | Fogging | log(CFU) | 1000000 |  |  | 929 | cm^2 | 0.0929 | m^2 | no rinsate |  |  | 4.5 | wt% |  |  |  | 22 |  | 50 | stainless steel (Floor, left side) | dwell time, not including aeration | 120 |  |  | 1.11 | Lsurv | 0.27 | SD |  |  | 5.25 |  |  | 3.3333 | mL/m^3 | [7 empty] | steel | 0 | mL/m^3/cm^2 |  |  |  |  | 5.25
Wood 2013 Evaluation of peracetic acid fog for the ictivation of Bacillus anthracis spore surrogates in a large decontamition chamber |  | Fogging | log(CFU) | 1000000 |  |  | 929 | cm^2 | 0.0929 | m^2 | no rinsate |  |  | 4.5 | wt% |  |  |  | 22 |  | 50 | Stainless steel (Floor, right side | dwell time, not including aeration | 120 | [5 empty] | SD |  |  | 5.25 |  |  | 3.3333 | mL/m^3 | [7 empty] | steel | 0 | mL/m^3/cm^2 |  |  |  |  | 5.25
Wood 2013 Evaluation of peracetic acid fog for the ictivation of Bacillus anthracis spore surrogates in a large decontamition chamber |  | Fogging | log(CFU) | 1000000 |  |  | 929 | cm^2 | 0.0929 | m^2 | no rinsate |  |  | 4.5 | wt% |  |  |  | 22 |  | 50 | stainless steel (Left wall) | dwell time, not including aeration | 120 |  |  | 0.08 | Lsurv | 0.16 | SD |  |  | 3.75 |  |  | 3.3333 | mL/m^3 | [7 empty] | steel | 0 | mL/m^3/cm^2 |  |  |  |  | 3.75
Wood 2013 Evaluation of peracetic acid fog for the ictivation of Bacillus anthracis spore surrogates in a large decontamition chamber |  | Fogging | log(CFU) | 1000000 |  |  | 929 | cm^2 | 0.0929 | m^2 | no rinsate |  |  | 4.5 | wt% |  |  |  | 22 |  | 50 | stainless steel (Right wall) | dwell time, not including aeration | 120 |  |  | 0.32 | Lsurv | 0.5 | SD |  |  | 3.75 |  |  | 3.3333 | mL/m^3 | [7 empty] | steel | 0 | mL/m^3/cm^2 |  |  |  |  | 3.75
Wood 2013 Evaluation of peracetic acid fog for the ictivation of Bacillus anthracis spore surrogates in a large decontamition chamber |  | Fogging | log(CFU) | 1000000 |  |  | 929 | cm^2 | 0.0929 | m^2 | no rinsate |  |  | 4.5 | wt% |  |  |  | 22 |  | 50 | stainless steel (Rear wall, left side) | dwell time, not including aeration | 900 |  |  | 0.4 | Lsurv | 0.42 | SD |  |  | 3.75 |  |  | 3.3333 | mL/m^3 | [7 empty] | steel | 0 | mL/m^3/cm^2 |  |  |  |  | 3.75
Wood 2013 Evaluation of peracetic acid fog for the ictivation of Bacillus anthracis spore surrogates in a large decontamition chamber |  | Fogging | log(CFU) | 1000000 |  |  | 929 | cm^2 | 0.0929 | m^2 | no rinsate |  |  | 4.5 | wt% |  |  |  | 22 |  | 50 | stainless steel (Rear wall, right side) | dwell time, not including aeration | 900 |  |  | 0.53 | Lsurv | 0.48 | SD |  |  | 3.75 |  |  | 3.3333 | mL/m^3 | [7 empty] | steel | 0 | mL/m^3/cm^2 |  |  |  |  | 3.75
Wood 2013 Evaluation of peracetic acid fog for the ictivation of Bacillus anthracis spore surrogates in a large decontamition chamber |  | Fogging | log(CFU) | 1000000 |  |  | 929 | cm^2 | 0.0929 | m^2 | no rinsate |  |  | 4.5 | wt% |  |  |  | 22 |  | 50 | stainless steel (Floor, left side) | dwell time, not including aeration | 900 |  |  | 0.2 | Lsurv | 0.39 | SD |  |  | 5.25 |  |  | 3.3333 | mL/m^3 | [7 empty] | steel | 0 | mL/m^3/cm^2 |  |  |  |  | 5.25
Wood 2013 Evaluation of peracetic acid fog for the ictivation of Bacillus anthracis spore surrogates in a large decontamition chamber |  | Fogging | log(CFU) | 1000000 |  |  | 929 | cm^2 | 0.0929 | m^2 | no rinsate |  |  | 4.5 | wt% |  |  |  | 22 |  | 50 | Stainless steel (Floor, right side | dwell time, not including aeration | 900 |  |  | 1.12 | Lsurv | 0.19 | SD |  |  | 5.25 |  |  | 3.3333 | mL/m^3 | [7 empty] | steel | 0 | mL/m^3/cm^2 |  |  |  |  | 5.25
Wood 2013 Evaluation of peracetic acid fog for the ictivation of Bacillus anthracis spore surrogates in a large decontamition chamber |  | Fogging | log(CFU) | 1000000 |  |  | 929 | cm^2 | 0.0929 | m^2 | no rinsate |  |  | 4.5 | wt% |  |  |  | 22 |  | 50 | stainless steel (Left wall) | dwell time, not including aeration | 900 |  |  | 0.01 | Lsurv | 0.02 | SD |  |  | 3.75 |  |  | 3.3333 | mL/m^3 | [7 empty] | steel | 0 | mL/m^3/cm^2 |  |  |  |  | 3.75
Wood 2013 Evaluation of peracetic acid fog for the ictivation of Bacillus anthracis spore surrogates in a large decontamition chamber |  | Fogging | log(CFU) | 1000000 |  |  | 929 | cm^2 | 0.0929 | m^2 | no rinsate |  |  | 4.5 | wt% |  |  |  | 22 |  | 50 | stainless steel (Right wall) | dwell time, not including aeration | 900 |  |  | 0.33 | Lsurv | 0.46 | SD |  |  | 3.75 |  |  | 3.3333 | mL/m^3 | [7 empty] | steel | 0 | mL/m^3/cm^2 |  |  |  |  | 3.75
Wood 2013 Evaluation of peracetic acid fog for the ictivation of Bacillus anthracis spore surrogates in a large decontamition chamber |  | Fogging | log(CFU) | 1000000 |  |  | 929 | cm^2 | 0.0929 | m^2 | no rinsate |  |  | 4.5 | wt% |  |  |  | 22 |  | 50 | Carpet | dwell time, not including aeration | 1140 |  |  | 1.15 | Lsurv | 0.64 | SD |  |  | 5.5 |  |  | 1.25 | mL/m^3 | [7 empty] | carpet | 0 | mL/m^3/cm^2 |  |  |  |  | 5.5
Wood 2013 Evaluation of peracetic acid fog for the ictivation of Bacillus anthracis spore surrogates in a large decontamition chamber |  | Fogging | log(CFU) | 1000000 |  |  | 929 | cm^2 | 0.0929 | m^2 | no rinsate |  |  | 4.5 | wt% |  |  |  | 22 |  | 50 | Wood | dwell time, not including aeration | 1140 |  |  | 1.28 | Lsurv | 0.33 | SD |  |  | 5.25 |  |  | 1.25 | mL/m^3 | [7 empty] | wood | 0 | mL/m^3/cm^2 |  |  |  |  | 5.25
Wood 2013 Evaluation of peracetic acid fog for the ictivation of Bacillus anthracis spore surrogates in a large decontamition chamber |  | Fogging | log(CFU) | 1000000 |  |  | 929 | cm^2 | 0.0929 | m^2 | no rinsate |  |  | 4.5 | wt% |  |  |  | 22 |  | 50 | Concrete | dwell time, not including aeration | 1140 |  |  | 3.85 | Lsurv | 0.14 | SD |  |  | 4 |  |  | 1.25 | mL/m^3 | [7 empty] | concrete | 0 | mL/m^3/cm^2 |  |  |  |  | 4
Wood 2013 Evaluation of peracetic acid fog for the ictivation of Bacillus anthracis spore surrogates in a large decontamition chamber |  | Fogging | log(CFU) | 1000000 |  |  | 929 | cm^2 | 0.0929 | m^2 | no rinsate |  |  | 4.5 | wt% |  |  |  | 22 |  | 50 | Wallboard | dwell time, not including aeration | 1140 |  |  | 0.6 | Lsurv | 0.86 | SD |  |  | 4.25 |  |  | 1.25 | mL/m^3 | [7 empty] | wallboard | 0 | mL/m^3/cm^2 |  |  |  |  | 4.25
Wood 2013 Evaluation of peracetic acid fog for the ictivation of Bacillus anthracis spore surrogates in a large decontamition chamber |  | Fogging | log(CFU) | 1000000 |  |  | 929 | cm^2 | 0.0929 | m^2 | no rinsate |  |  | 4.5 | wt% |  |  |  | 22 |  | 50 | Carpet | dwell time, not including aeration | 1020 |  |  | 1.62 | Lsurv | 0.67 | SD |  |  | 5.5 |  |  | 2.5 | mL/m^3 | [7 empty] | carpet | 0 | mL/m^3/cm^2 |  |  |  |  | 5.5
Wood 2013 Evaluation of peracetic acid fog for the ictivation of Bacillus anthracis spore surrogates in a large decontamition chamber |  | Fogging | log(CFU) | 1000000 |  |  | 929 | cm^2 | 0.0929 | m^2 | no rinsate |  |  | 4.5 | wt% |  |  |  | 22 |  | 50 | Wood | dwell time, not including aeration | 1020 |  |  | 1.36 | Lsurv | 0.89 | SD |  |  | 5.25 |  |  | 2.5 | mL/m^3 | [7 empty] | wood | 0 | mL/m^3/cm^2 |  |  |  |  | 5.25
Wood 2013 Evaluation of peracetic acid fog for the ictivation of Bacillus anthracis spore surrogates in a large decontamition chamber |  | Fogging | log(CFU) | 3000000 |  |  | 929 | cm^2 | 0.0929 | m^2 | no rinsate |  |  | 4.5 | wt% |  |  |  | 22 |  | 50 | Concrete | dwell time, not including aeration | 1020 |  |  | 3.78 | Lsurv | 0.18 | SD |  |  | 4 |  |  | 2.5 | mL/m^3 | [7 empty] | concrete | 0 | mL/m^3/cm^2 |  |  |  |  | 4
Wood 2013 Evaluation of peracetic acid fog for the ictivation of Bacillus anthracis spore surrogates in a large decontamition chamber |  | Fogging | log(CFU) | 3000000 |  |  | 929 | cm^2 | 0.0929 | m^2 | no rinsate |  |  | 4.5 | wt% |  |  |  | 22 |  | 50 | Wallboard | dwell time, not including aeration | 1020 |  |  | 1.49 | Lsurv | 0.34 | SD |  |  | 4.25 |  |  | 2.5 | mL/m^3 | [7 empty] | wallboard | 0 | mL/m^3/cm^2 |  |  |  |  | 4.25
Wood 2013 Evaluation of peracetic acid fog for the ictivation of Bacillus anthracis spore surrogates in a large decontamition chamber |  | Fogging | log(CFU) | 3000000 |  |  | 929 | cm^2 | 0.0929 | m^2 | no rinsate |  |  | 4.5 | wt% |  |  |  | 22 |  | 50 | Carpet | dwell time, not including aeration | 960 |  |  | 1.17 | Lsurv | 0.81 | SD |  |  | 5.5 |  |  | 3.3333 | mL/m^3 | [7 empty] | carpet | 0 | mL/m^3/cm^2 |  |  |  |  | 5.5
Wood 2013 Evaluation of peracetic acid fog for the ictivation of Bacillus anthracis spore surrogates in a large decontamition chamber |  | Fogging | log(CFU) | 3000000 |  |  | 929 | cm^2 | 0.0929 | m^2 | no rinsate |  |  | 4.5 | wt% |  |  |  | 22 |  | 50 | Wood | dwell time, not including aeration | 960 |  |  | 0.47 | Lsurv | 0.31 | SD |  |  | 5.25 |  |  | 3.3333 | mL/m^3 | [7 empty] | wood | 0 | mL/m^3/cm^2 |  |  |  |  | 5.25
Wood 2013 Evaluation of peracetic acid fog for the ictivation of Bacillus anthracis spore surrogates in a large decontamition chamber |  | Fogging | log(CFU) | 3000000 |  |  | 929 | cm^2 | 0.0929 | m^2 | no rinsate |  |  | 4.5 | wt% |  |  |  | 22 |  | 50 | Concrete | dwell time, not including aeration | 960 |  |  | 3.66 | Lsurv | 0.43 | SD |  |  | 4 |  |  | 3.3333 | mL/m^3 | [7 empty] | concrete | 0 | mL/m^3/cm^2 |  |  |  |  | 4
Wood 2013 Evaluation of peracetic acid fog for the ictivation of Bacillus anthracis spore surrogates in a large decontamition chamber |  | Fogging | log(CFU) | 3000000 |  |  | 929 | cm^2 | 0.0929 | m^2 | no rinsate |  |  | 4.5 | wt% |  |  |  | 22 |  | 50 | Wallboard | dwell time, not including aeration | 960 |  |  | 0.81 | Lsurv | 0.75 | SD |  |  | 4.25 |  |  | 3.3333 | mL/m^3 | [7 empty] | wallboard | 0 | mL/m^3/cm^2 |  |  |  |  | 4.25
Wood 2013 Evaluation of peracetic acid fog for the ictivation of Bacillus anthracis spore surrogates in a large decontamition chamber |  | Fogging | log(CFU) | 3000000 |  |  | 929 | cm^2 | 0.0929 | m^2 | no rinsate |  |  | 4.5 | wt% |  |  |  | 22 |  | 50 | Carpet | dwell time, not including aeration | 1140 |  |  | 0.84 | Lsurv | 0.22 | SD |  |  | 5.5 |  |  | 4.1667 | mL/m^3 | [7 empty] | carpet | 0 | mL/m^3/cm^2 |  |  |  |  | 5.5
Wood 2013 Evaluation of peracetic acid fog for the ictivation of Bacillus anthracis spore surrogates in a large decontamition chamber |  | Fogging | log(CFU) | 3000000 |  |  | 929 | cm^2 | 0.0929 | m^2 | no rinsate |  |  | 4.5 | wt% |  |  |  | 22 |  | 50 | Wood | dwell time, not including aeration | 1140 |  |  | 0.54 | Lsurv | 0.5 | SD |  |  | 5.25 |  |  | 4.1667 | mL/m^3 | [7 empty] | wood | 0 | mL/m^3/cm^2 |  |  |  |  | 5.25
Wood 2013 Evaluation of peracetic acid fog for the ictivation of Bacillus anthracis spore surrogates in a large decontamition chamber |  | Fogging | log(CFU) | 3000000 |  |  | 929 | cm^2 | 0.0929 | m^2 | no rinsate |  |  | 4.5 | wt% |  |  |  | 22 |  | 50 | Concrete | dwell time, not including aeration | 1140 |  |  | 3.91 | Lsurv | 0.14 | SD |  |  | 4 |  |  | 4.1667 | mL/m^3 | [7 empty] | concrete | 0 | mL/m^3/cm^2 |  |  |  |  | 4
Wood 2013 Evaluation of peracetic acid fog for the ictivation of Bacillus anthracis spore surrogates in a large decontamition chamber |  | Fogging | log(CFU) | 3000000 |  |  | 929 | cm^2 | 0.0929 | m^2 | no rinsate |  |  | 4.5 | wt% |  |  |  | 22 |  | 50 | Wallboard | dwell time, not including aeration | 1140 |  |  | 0 | Lsurv | 0 | SD |  |  | 4.25 |  |  | 4.1667 | mL/m^3 | [7 empty] | wallboard | 0 | mL/m^3/cm^2 |  |  |  |  | 4.25
USEPA 2014 Evaluation of Chlorine Dioxide Gas and Peracetic Acid Fog for the Decontamition of a Mock Heating, Ventilation, and Air Conditioning Duct System |  | Fogging | CFU | 3000000 |  |  | 2.625 | cm^2 | 0.0002625 | m^2 |  |  |  | 158 | mL |  |  |  | 17 |  | 50 | galvanized metal HVAC duct location A | dwell time (variable conditions) | 1380 |  |  | 7.16 | LR | 0.46 | SD |  |  |  | 4 | no damage | [9 empty] | steel |  | /cm^2
USEPA 2014 Evaluation of Chlorine Dioxide Gas and Peracetic Acid Fog for the Decontamition of a Mock Heating, Ventilation, and Air Conditioning Duct System |  | Fogging | CFU | 3000000 |  |  | 2.626 | cm^2 | 0.0002626 | m^2 |  |  |  | 158 | mL |  |  |  | 17 |  | 50 | galvanized metal HVAC duct location B | dwell time (variable conditions) | 1380 |  |  | 6.83 | LR | 1.0900000000000001 | SD |  |  |  | 4 | no damage | [9 empty] | steel |  | /cm^2
USEPA 2014 Evaluation of Chlorine Dioxide Gas and Peracetic Acid Fog for the Decontamition of a Mock Heating, Ventilation, and Air Conditioning Duct System |  | Fogging | CFU | 3000000 |  |  | 2.627 | cm^2 | 0.0002627 | m^2 |  |  |  | 158 | mL |  |  |  | 17 |  | 50 | galvanized metal HVAC duct location C | dwell time (variable conditions) | 1380 |  |  | 5.95 | LR | 0.26 | SD |  |  |  | 4 | no damage | [9 empty] | steel |  | /cm^2
USEPA 2014 Evaluation of Chlorine Dioxide Gas and Peracetic Acid Fog for the Decontamition of a Mock Heating, Ventilation, and Air Conditioning Duct System |  | Fogging | CFU | 1000000 |  |  | 2.628 | cm^2 | 0.0002628 | m^2 |  |  |  | 158 | mL |  |  |  | 17 |  | 50 | galvanized metal HVAC duct location D | dwell time (variable conditions) | 1380 |  | ≥ | 7.4 | LR | [5 empty] | 4 | no damage | [9 empty] | steel |  | /cm^2 |  |  |  | 0 | 7.4
USEPA 2014 Evaluation of Chlorine Dioxide Gas and Peracetic Acid Fog for the Decontamition of a Mock Heating, Ventilation, and Air Conditioning Duct System |  | Fogging | CFU | 1000000 |  |  | 2.629 | cm^2 | 0.0002629 | m^2 |  |  |  | 158 | mL |  |  |  | 17 |  | 50 | galvanized metal HVAC duct location E | dwell time (variable conditions) | 1380 |  |  | 6.21 | LR | 0.87 | SD |  |  |  | 4 | no damage | [9 empty] | steel |  | /cm^2
USEPA 2014 Evaluation of Chlorine Dioxide Gas and Peracetic Acid Fog for the Decontamition of a Mock Heating, Ventilation, and Air Conditioning Duct System |  | Fogging | CFU | 1000000 |  |  | 2.63 | cm^2 | 0.000263 | m^2 |  |  |  | 158 | mL |  |  |  | 17 |  | 50 | galvanized metal HVAC duct location F | dwell time (variable conditions) | 1380 |  |  | 6.84 | LR | 0.5 | SD |  |  |  | 4 | no damage | [9 empty] | steel |  | /cm^2
USEPA 2014 Evaluation of Chlorine Dioxide Gas and Peracetic Acid Fog for the Decontamition of a Mock Heating, Ventilation, and Air Conditioning Duct System |  | Fogging | CFU | 1000000 |  |  | 2.631 | cm^2 | 0.0002631 | m^2 |  |  |  | 158 | mL |  |  |  | 17 |  | 50 | galvanized metal HVAC duct location G | dwell time (variable conditions) | 1380 |  |  | 6.49 | LR | 0.74 | SD |  |  |  | 4 | no damage | [9 empty] | steel |  | /cm^2
USEPA 2014 Evaluation of Chlorine Dioxide Gas and Peracetic Acid Fog for the Decontamition of a Mock Heating, Ventilation, and Air Conditioning Duct System |  | Fogging | CFU | 1000000 |  |  | 2.632 | cm^2 | 0.0002632 | m^2 |  |  |  | 68 | mL |  |  |  | 21 |  | 50 | galvanized metal HVAC duct location H | dwell time (variable conditions) | 1200 |  |  | 6.57 | LR | 1.48 | SD |  |  |  | 4 | no damage | [9 empty] | steel |  | /cm^2
USEPA 2014 Evaluation of Chlorine Dioxide Gas and Peracetic Acid Fog for the Decontamition of a Mock Heating, Ventilation, and Air Conditioning Duct System |  | Fogging | CFU | 1000000 |  |  | 2.633 | cm^2 | 0.0002633 | m^2 |  |  |  | 68 | mL |  |  |  | 21 |  | 50 | galvanized metal HVAC duct location A | dwell time (variable conditions) | 1200 |  |  | 7.18 | LR | 0.15 | SD |  |  |  | 4 | no damage | [9 empty] | steel |  | /cm^2
USEPA 2014 Evaluation of Chlorine Dioxide Gas and Peracetic Acid Fog for the Decontamition of a Mock Heating, Ventilation, and Air Conditioning Duct System |  | Fogging | CFU | 1000000 |  |  | 2.634 | cm^2 | 0.0002634 | m^2 |  |  |  | 68 | mL |  |  |  | 21 |  | 50 | galvanized metal HVAC duct location B | dwell time (variable conditions) | 1200 |  |  | 6.85 | LR | 0.35 | SD |  |  |  | 4 | no damage | [9 empty] | steel |  | /cm^2
USEPA 2014 Evaluation of Chlorine Dioxide Gas and Peracetic Acid Fog for the Decontamition of a Mock Heating, Ventilation, and Air Conditioning Duct System |  | Fogging | CFU | 1000000 |  |  | 2.635 | cm^2 | 0.0002635 | m^2 |  |  |  | 68 | mL |  |  |  | 21 |  | 50 | galvanized metal HVAC duct location C | dwell time (variable conditions) | 1200 |  |  | 5.11 | LR | 1.45 | SD |  |  |  | 4 | no damage | [9 empty] | steel |  | /cm^2
USEPA 2014 Evaluation of Chlorine Dioxide Gas and Peracetic Acid Fog for the Decontamition of a Mock Heating, Ventilation, and Air Conditioning Duct System |  | Fogging | CFU | 1000000 |  |  | 2.636 | cm^2 | 0.0002636 | m^2 |  |  |  | 68 | mL |  |  |  | 21 |  | 50 | galvanized metal HVAC duct location D | dwell time (variable conditions) | 1200 |  |  | 7.11 | LR | 0.3 | SD |  |  |  | 4 | no damage | [9 empty] | steel |  | /cm^2
USEPA 2014 Evaluation of Chlorine Dioxide Gas and Peracetic Acid Fog for the Decontamition of a Mock Heating, Ventilation, and Air Conditioning Duct System |  | Fogging | CFU | 1000000 |  |  | 2.637 | cm^2 | 0.0002637 | m^2 |  |  |  | 68 | mL |  |  |  | 21 |  | 50 | galvanized metal HVAC duct location E | dwell time (variable conditions) | 1200 |  |  | 6.7 | LR | 1.1299999999999999 | SD |  |  |  | 4 | no damage | [9 empty] | steel |  | /cm^2
USEPA 2014 Evaluation of Chlorine Dioxide Gas and Peracetic Acid Fog for the Decontamition of a Mock Heating, Ventilation, and Air Conditioning Duct System |  | Fogging | CFU | 1000000 |  |  | 2.638 | cm^2 | 0.0002638 | m^2 |  |  |  | 68 | mL |  |  |  | 21 |  | 50 | galvanized metal HVAC duct location F | dwell time (variable conditions) | 1200 |  |  | 6.92 | LR | 0.54 | SD |  |  |  | 4 | no damage | [9 empty] | steel |  | /cm^2
USEPA 2014 Evaluation of Chlorine Dioxide Gas and Peracetic Acid Fog for the Decontamition of a Mock Heating, Ventilation, and Air Conditioning Duct System |  | Fogging | CFU | 1000000 |  |  | 2.639 | cm^2 | 0.0002639 | m^2 |  |  |  | 68 | mL |  |  |  | 21 |  | 50 | galvanized metal HVAC duct location G | dwell time (variable conditions) | 1200 |  |  | 6.58 | LR | 0.87 | SD |  |  |  | 4 | no damage | [9 empty] | steel |  | /cm^2
USEPA 2014 Evaluation of Chlorine Dioxide Gas and Peracetic Acid Fog for the Decontamition of a Mock Heating, Ventilation, and Air Conditioning Duct System |  | Fogging | CFU | 1000000 |  |  | 2.64 | cm^2 | 0.000264 | m^2 |  |  |  | 68 | mL |  |  |  | 21 |  | 50 | galvanized metal HVAC duct location H | dwell time (variable conditions) | 1200 |  | ≥ | 7.28 | LR | [5 empty] | 4 | no damage | [9 empty] | steel |  | /cm^2 |  |  |  | 0 | 7.28

## Fogging Data
Value
Number of Records | 68
Records Including Grime Dirt | 0
Records Including Rinsate | 52
| Units | Minimum | Maximum | Mean/Mode | Standard Deviation
Coupon Area | m^2 | 0.0002625 | 0.0929 | 0.071103 | 0.039587
Loading | multiple units given | 1000000 | 10000000 | 3500000 | 3711619.5122
Number of Applications | NA | NA | NA | NA | NA
Temperature | Celsius | 17 | 22 | 21.3529 | 1.5236
Relative Humidity | % | 50 | 50 | 50 | 0
Contact Time | Minutes | 120 | 1380 | 907.2353 | 391.1213
Concentration of Active Decon Agent | multiple units given | 4.5 | 158 | 28.7059 | 49.0785
Efficacy | multiple units given | 0 | 7.4 | 2.4287 | 2.5694
Volume Applied | NA | NA | NA | NA | NA

## Fumigation Master
Ref | GrimeDirt | AppMeth | LoadingUn | LoadingNum | ConvertedLoading | ConvertedLoadingUn | CoupArea | CoupAreaUn | ConvertedCoupArea | ConvertedCoupAreaUn | Rinsate | RinsateUn | ConcDoseCtrl | ConcDoseNum | ConcDoseUn | ConvertedConcDose | ConvertedConcDoseUn | TempCtrl | TempNum | RHCtrl | RHNum | SurfMed | ContTimeDesc | ContTimeNumMin | TotalApp | EffGreater | Eff | EffMeas | EffVar | EffVarStat | ConvertedEff | ConvertedEffMeas | LPosRec | N | MatComp | VolApp | VolAppUn | ConvertedVolApp | ConvertedVolAppUn | CT | CTUn | RinsateLess | Positives | WaterRinse | Surface | VolAppDen(L/m^2) | VolAppDenUn | ClO2(ppm) | MB(mg/L) | H2O2(ppm) | PosCalc | LPosRecCalc
Schbel 2014 Ictivation of Vegetative Microorganisms and Bacillus atrophaeus Endospores by Reactive Nitrogen Species ( RNS) |  | Fumigation | CFU | 1000000 |  |  | 250 | mL | 0.00025 | m^3 |  |  |  | 7.7 | kJ |  |  |  | 27 |  | 50 | glass bottle interior | variable-condition process | 0 |  |  | 7.3108 | LSurv | [5 empty] | 3 | [10 empty] | glass |  | /mL
Schbel 2014 Ictivation of Vegetative Microorganisms and Bacillus atrophaeus Endospores by Reactive Nitrogen Species ( RNS) |  | Fumigation | CFU | 10000000000 |  |  | 250 | mL | 0.00025 | m^3 |  |  |  | 7.7 | kJ |  |  |  | 27 |  | 50 | glass bottle interior | variable-condition process | 4.6605 |  |  | 5.1552 | LSurv | [5 empty] | 3 | [10 empty] | glass |  | /mL
Schbel 2014 Ictivation of Vegetative Microorganisms and Bacillus atrophaeus Endospores by Reactive Nitrogen Species ( RNS) |  | Fumigation | CFU | 10000000000 |  |  | 250 | mL | 0.00025 | m^3 |  |  |  | 7.7 | kJ |  |  |  | 27 |  | 50 | glass bottle interior | variable-condition process | 10.0449 |  |  | 5.261 | LSurv | [5 empty] | 3 | [10 empty] | glass |  | /mL
Schbel 2014 Ictivation of Vegetative Microorganisms and Bacillus atrophaeus Endospores by Reactive Nitrogen Species ( RNS) |  | Fumigation | CFU | 10000000000 |  |  | 250 | mL | 0.00025 | m^3 |  |  |  | 7.7 | kJ |  |  |  | 27 |  | 50 | glass bottle interior | variable-condition process | 14.8048 |  |  | 3.9454 | LSurv | [5 empty] | 3 | [10 empty] | glass |  | /mL
Schbel 2014 Ictivation of Vegetative Microorganisms and Bacillus atrophaeus Endospores by Reactive Nitrogen Species ( RNS) |  | Fumigation | CFU | 10000000000 |  |  | 250 | mL | 0.00025 | m^3 |  |  |  | 7.7 | kJ |  |  |  | 27 |  | 50 | glass bottle interior | variable-condition process | 29.9307 |  | < | 1 | LSurv | [5 empty] | 3 | [10 empty] | glass |  | /mL |  |  |  | 0
Schbel 2014 Ictivation of Vegetative Microorganisms and Bacillus atrophaeus Endospores by Reactive Nitrogen Species ( RNS) |  | Fumigation | CFU | 10000000000 |  |  | 250 | mL | 0.00025 | m^3 |  |  |  | 7.7 | kJ |  |  |  | 27 |  | 50 | glass bottle interior | variable-condition process | 45.0116 |  | < | 1 | LSurv | [5 empty] | 3 | [10 empty] | glass |  | /mL |  |  |  | 0
Schbel 2014 Ictivation of Vegetative Microorganisms and Bacillus atrophaeus Endospores by Reactive Nitrogen Species ( RNS) |  | Fumigation | CFU | 10000000000 |  |  | 250 | mL | 0.00025 | m^3 |  |  |  | 7.7 | kJ |  |  |  | 27 |  | 50 | glass bottle interior | variable-condition process | 59.9848 |  | < | 1 | LSurv | [5 empty] | 3 | [10 empty] | glass |  | /mL |  |  |  | 0
Schbel 2014 Ictivation of Vegetative Microorganisms and Bacillus atrophaeus Endospores by Reactive Nitrogen Species ( RNS) |  | Fumigation | CFU | 1000000 |  |  | 250 | mL | 0.00025 | m^3 |  |  |  | 7.7 | kJ |  |  |  | 27 |  | 50 | glass bottle interior | variable-condition process | 0 |  |  | 6.133 | LSurv | [5 empty] | 3 | [10 empty] | glass |  | /mL
Schbel 2014 Ictivation of Vegetative Microorganisms and Bacillus atrophaeus Endospores by Reactive Nitrogen Species ( RNS) |  | Fumigation | CFU | 1000000 |  |  | 250 | mL | 0.00025 | m^3 |  |  |  | 7.7 | kJ |  |  |  | 27 |  | 50 | glass bottle interior | variable-condition process | 4.9315 |  |  | 4.176 | LSurv | [5 empty] | 3 | [10 empty] | glass |  | /mL
Schbel 2014 Ictivation of Vegetative Microorganisms and Bacillus atrophaeus Endospores by Reactive Nitrogen Species ( RNS) |  | Fumigation | CFU | 1000000 |  |  | 250 | mL | 0.00025 | m^3 |  |  |  | 7.7 | kJ |  |  |  | 27 |  | 50 | glass bottle interior | variable-condition process | 9.9658 |  |  | 3.7296 | LSurv | [5 empty] | 3 | [10 empty] | glass |  | /mL
Schbel 2014 Ictivation of Vegetative Microorganisms and Bacillus atrophaeus Endospores by Reactive Nitrogen Species ( RNS) |  | Fumigation | CFU | 1000000 |  |  | 250 | mL | 0.00025 | m^3 |  |  |  | 7.7 | kJ |  |  |  | 27 |  | 50 | glass bottle interior | variable-condition process | 15 |  |  | 2.7339 | LSurv | [5 empty] | 3 | [10 empty] | glass |  | /mL
Schbel 2014 Ictivation of Vegetative Microorganisms and Bacillus atrophaeus Endospores by Reactive Nitrogen Species ( RNS) |  | Fumigation | CFU | 1000000 |  |  | 250 | mL | 0.00025 | m^3 |  |  |  | 7.7 | kJ |  |  |  | 27 |  | 50 | glass bottle interior | variable-condition process | 29.8973 |  | < | 1 | LSurv | [5 empty] | 3 | [10 empty] | glass |  | /mL |  |  |  | 0
Schbel 2014 Ictivation of Vegetative Microorganisms and Bacillus atrophaeus Endospores by Reactive Nitrogen Species ( RNS) |  | Fumigation | CFU | 1000000 |  |  | 250 | mL | 0.00025 | m^3 |  |  |  | 7.7 | kJ |  |  |  | 27 |  | 50 | glass bottle interior | variable-condition process | 45 |  | < | 1 | LSurv | [5 empty] | 3 | [10 empty] | glass |  | /mL |  |  |  | 0
Schbel 2014 Ictivation of Vegetative Microorganisms and Bacillus atrophaeus Endospores by Reactive Nitrogen Species ( RNS) |  | Fumigation | CFU | 1000000 |  |  | 250 | mL | 0.00025 | m^3 |  |  |  | 7.7 | kJ |  |  |  | 27 |  | 50 | glass bottle interior | variable-condition process | 60.1027 |  | < | 1 | LSurv | [5 empty] | 3 | [10 empty] | glass |  | /mL |  |  |  | 0
Schbel 2014 Ictivation of Vegetative Microorganisms and Bacillus atrophaeus Endospores by Reactive Nitrogen Species ( RNS) | bovine serum albumin | Fumigation | CFU | 1000000 |  |  | 250 | mL | 0.00025 | m^3 |  |  |  | 7.7 | kJ |  |  |  | 27 |  | 50 | glass bottle interior coated with bovine serum | variable-condition process | 0 |  |  | 5.9785 | LSurv | [5 empty] | 3 | [12 empty] | /mL
Schbel 2014 Ictivation of Vegetative Microorganisms and Bacillus atrophaeus Endospores by Reactive Nitrogen Species ( RNS) | bovine serum albumin | Fumigation | CFU | 1000000 |  |  | 250 | mL | 0.00025 | m^3 |  |  |  | 7.7 | kJ |  |  |  | 27 |  | 50 | glass bottle interior coated with bovine serum | variable-condition process | 4.9315 |  |  | 4.073 | LSurv | [5 empty] | 3 | [12 empty] | /mL
Schbel 2014 Ictivation of Vegetative Microorganisms and Bacillus atrophaeus Endospores by Reactive Nitrogen Species ( RNS) | bovine serum albumin | Fumigation | CFU | 1000000 |  |  | 250 | mL | 0.00025 | m^3 |  |  |  | 7.7 | kJ |  |  |  | 27 |  | 50 | glass bottle interior coated with bovine serum | variable-condition process | 9.9658 |  |  | 4.2275 | LSurv | [5 empty] | 3 | [12 empty] | /mL
Schbel 2014 Ictivation of Vegetative Microorganisms and Bacillus atrophaeus Endospores by Reactive Nitrogen Species ( RNS) | bovine serum albumin | Fumigation | CFU | 3100000 |  |  | 250 | mL | 0.00025 | m^3 |  |  |  | 7.7 | kJ |  |  |  | 27 |  | 50 | glass bottle interior coated with bovine serum | variable-condition process | 14.8973 |  |  | 3.4206 | LSurv | [5 empty] | 3 | [12 empty] | /mL
Schbel 2014 Ictivation of Vegetative Microorganisms and Bacillus atrophaeus Endospores by Reactive Nitrogen Species ( RNS) | bovine serum albumin | Fumigation | CFU | 3100000 |  |  | 250 | mL | 0.00025 | m^3 |  |  |  | 7.7 | kJ |  |  |  | 27 |  | 50 | glass bottle interior coated with bovine serum | variable-condition process | 30 |  | < | 1 | LSurv | [5 empty] | 3 | [12 empty] | /mL |  |  |  | 0
Schbel 2014 Ictivation of Vegetative Microorganisms and Bacillus atrophaeus Endospores by Reactive Nitrogen Species ( RNS) | bovine serum albumin | Fumigation | CFU | 3100000 |  |  | 250 | mL | 0.00025 | m^3 |  |  |  | 7.7 | kJ |  |  |  | 27 |  | 50 | glass bottle interior coated with bovine serum | variable-condition process | 45 |  | < | 1 | LSurv | [5 empty] | 3 | [12 empty] | /mL |  |  |  | 0
Schbel 2014 Ictivation of Vegetative Microorganisms and Bacillus atrophaeus Endospores by Reactive Nitrogen Species ( RNS) | bovine serum albumin | Fumigation | CFU | 3100000 |  |  | 250 | mL | 0.00025 | m^3 |  |  |  | 7.7 | kJ |  |  |  | 27 |  | 50 | glass bottle interior coated with bovine serum | variable-condition process | 60.1027 |  | < | 1 | LSurv | [5 empty] | 3 | [12 empty] | /mL |  |  |  | 0
Schbel 2014 Ictivation of Vegetative Microorganisms and Bacillus atrophaeus Endospores by Reactive Nitrogen Species ( RNS) | bovine serum albumin | Fumigation | CFU | 3100000 |  |  | 250 | mL | 0.00025 | m^3 |  |  |  | 7.7 | kJ |  |  |  | 27 |  | 50 | glass bottle interior coated with bovine serum | variable-condition process | 0 |  |  | 6.0987 | LSurv | [5 empty] | 3 | [12 empty] | /mL
Schbel 2014 Ictivation of Vegetative Microorganisms and Bacillus atrophaeus Endospores by Reactive Nitrogen Species ( RNS) | bovine serum albumin | Fumigation | CFU | 3100000 |  |  | 250 | mL | 0.00025 | m^3 |  |  |  | 7.7 | kJ |  |  |  | 27 |  | 50 | glass bottle interior coated with bovine serum | variable-condition process | 5.137 |  |  | 4.1416 | LSurv | [5 empty] | 3 | [12 empty] | /mL
Schbel 2014 Ictivation of Vegetative Microorganisms and Bacillus atrophaeus Endospores by Reactive Nitrogen Species ( RNS) | bovine serum albumin | Fumigation | CFU | 3100000 |  |  | 250 | mL | 0.00025 | m^3 |  |  |  | 7.7 | kJ |  |  |  | 27 |  | 50 | glass bottle interior coated with bovine serum | variable-condition process | 9.9658 |  |  | 3.2661 | LSurv | [5 empty] | 3 | [12 empty] | /mL
Schbel 2014 Ictivation of Vegetative Microorganisms and Bacillus atrophaeus Endospores by Reactive Nitrogen Species ( RNS) | bovine serum albumin | Fumigation | CFU | 10000000 |  |  | 250 | mL | 0.00025 | m^3 |  |  |  | 7.7 | kJ |  |  |  | 27 |  | 50 | glass bottle interior coated with bovine serum | variable-condition process | 15 |  |  | 3.1974 | LSurv | [5 empty] | 3 | [12 empty] | /mL
Schbel 2014 Ictivation of Vegetative Microorganisms and Bacillus atrophaeus Endospores by Reactive Nitrogen Species ( RNS) | bovine serum albumin | Fumigation | CFU | 10000000 |  |  | 250 | mL | 0.00025 | m^3 |  |  |  | 7.7 | kJ |  |  |  | 27 |  | 50 | glass bottle interior coated with bovine serum | variable-condition process | 29.8973 |  |  | 3.8326 | LSurv | [5 empty] | 3 | [12 empty] | /mL
Schbel 2014 Ictivation of Vegetative Microorganisms and Bacillus atrophaeus Endospores by Reactive Nitrogen Species ( RNS) | bovine serum albumin | Fumigation | CFU | 10000000 |  |  | 250 | mL | 0.00025 | m^3 |  |  |  | 7.7 | kJ |  |  |  | 27 |  | 50 | glass bottle interior coated with bovine serum | variable-condition process | 45 |  |  | 2.03 | LSurv | [5 empty] | 3 | [12 empty] | /mL
Schbel 2014 Ictivation of Vegetative Microorganisms and Bacillus atrophaeus Endospores by Reactive Nitrogen Species ( RNS) | bovine serum albumin | Fumigation | CFU | 10000000 |  |  | 250 | mL | 0.00025 | m^3 |  |  |  | 7.7 | kJ |  |  |  | 27 |  | 50 | glass bottle interior coated with bovine serum | variable-condition process | 60.1027 |  |  | 2.1502 | LSurv | [5 empty] | 3 | [12 empty] | /mL
Amorim 2013 Ictivation of E. coli and B. subtilis spores in ozonized cassava starch |  | Fumigation | CFU/g | 10000000 |  |  | 1 | kg |  |  | no rinsate |  |  | 40 | mg/L |  |  |  | 25 |  | 50 | cassava starch 30% moisture | time mixed and ozoted |  |  |  | 0.045872 | LR | ~0.5 | SD |  |  |  | 3 | [12 empty] | /kg
Amorim 2013 Ictivation of E. coli and B. subtilis spores in ozonized cassava starch |  | Fumigation | CFU/g | 10000000 |  |  | 1 | kg |  |  | no rinsate |  |  | 40 | mg/L |  |  |  | 25 |  | 50 | cassava starch 30% moisture | time mixed and ozoted | 30.2253 |  |  | 1.422 | LR | ~0.5 | SD |  |  |  | 3 | [12 empty] | /kg
Amorim 2013 Ictivation of E. coli and B. subtilis spores in ozonized cassava starch |  | Fumigation | CFU/g | 10000000 |  |  | 1 | kg |  |  | no rinsate |  |  | 40 | mg/L |  |  |  | 25 |  | 50 | cassava starch 30% moisture | time mixed and ozoted | 60.208 |  |  | 2.7431 | LR | ~0.5 | SD |  |  |  | 3 | [12 empty] | /kg
Amorim 2013 Ictivation of E. coli and B. subtilis spores in ozonized cassava starch |  | Fumigation | CFU/g | 10000000 |  |  | 1 | kg |  |  | no rinsate |  |  | 40 | mg/L |  |  |  | 25 |  | 50 | cassava starch 30% moisture | time mixed and ozoted | 90.0173 |  |  | 3.367 | LR | ~0.5 | SD |  |  |  | 3 | [12 empty] | /kg
Amorim 2013 Ictivation of E. coli and B. subtilis spores in ozonized cassava starch |  | Fumigation | CFU/g | 10000000 |  |  | 1 | kg |  |  | no rinsate |  |  | 40 | mg/L |  |  |  | 25 |  | 50 | cassava starch 30% moisture | time mixed and ozoted | 120 |  |  | 3.6972 | LR | ~0.5 | SD |  |  |  | 3 | [12 empty] | /kg
Amorim 2013 Ictivation of E. coli and B. subtilis spores in ozonized cassava starch |  | Fumigation | CFU/g | 10000000 |  |  | 1 | kg |  |  | no rinsate |  |  | 118 | mg/L |  |  |  | 25 |  | 50 | cassava starch 30% moisture | time mixed and ozoted |  |  |  | 0.045872 | LR | <1 | SD |  |  |  | 3 | [12 empty] | /kg
Amorim 2013 Ictivation of E. coli and B. subtilis spores in ozonized cassava starch |  | Fumigation | CFU/g | 10000000 |  |  | 1 | kg |  |  | no rinsate |  |  | 118 | mg/L |  |  |  | 25 |  | 50 | cassava starch 30% moisture | time mixed and ozoted | 30.052 |  |  | 2.4128 | LR | <1 | SD |  |  |  | 3 | [12 empty] | /kg
Amorim 2013 Ictivation of E. coli and B. subtilis spores in ozonized cassava starch |  | Fumigation | CFU/g | 10000000 |  |  | 1 | kg |  |  | no rinsate |  |  | 118 | mg/L |  |  |  | 25 |  | 50 | cassava starch 30% moisture | time mixed and ozoted | 60.0347 |  |  | 3.8073 | LR | <1 | SD |  |  |  | 3 | [12 empty] | /kg
Amorim 2013 Ictivation of E. coli and B. subtilis spores in ozonized cassava starch |  | Fumigation | CFU/g | 10000000 |  |  | 1 | kg |  |  | no rinsate |  |  | 118 | mg/L |  |  |  | 25 |  | 50 | cassava starch 30% moisture | time mixed and ozoted | 90.1906 |  |  | 5 | LR | <1 | SD |  |  |  | 3 | [12 empty] | /kg
Amorim 2013 Ictivation of E. coli and B. subtilis spores in ozonized cassava starch |  | Fumigation | CFU/g | 10000000 |  |  | 1 | kg |  |  | no rinsate |  |  | 118 | mg/L |  |  |  | 25 |  | 50 | cassava starch 30% moisture | time mixed and ozoted | 120.6932 |  |  | 5 | LR | <1 | SD |  |  |  | 3 | [12 empty] | /kg
Amorim 2013 Ictivation of E. coli and B. subtilis spores in ozonized cassava starch |  | Fumigation | CFU/g | 10000000 |  |  | 1 | kg |  |  | no rinsate |  |  | 0 | mg/L |  |  |  | 25 |  | 50 | cassava starch 30% moisture | time mixed and ozoted | 0.069324 |  |  | 0.045872 | LR | small | SD |  |  |  | 3 | [12 empty] | /kg
Amorim 2013 Ictivation of E. coli and B. subtilis spores in ozonized cassava starch |  | Fumigation | CFU/g | 10000000 |  |  | 1 | kg |  |  | no rinsate |  |  | 0 | mg/L |  |  |  | 25 |  | 50 | cassava starch 30% moisture | time mixed and ozoted | 30.2253 |  |  | 0.06422 | LR | small | SD |  |  |  | 3 | [12 empty] | /kg
Amorim 2013 Ictivation of E. coli and B. subtilis spores in ozonized cassava starch |  | Fumigation | CFU/g | 10000000 |  |  | 1 | kg |  |  | no rinsate |  |  | 0 | mg/L |  |  |  | 25 |  | 50 | cassava starch 30% moisture | time mixed and ozoted | 60.0347 |  |  | 0.06422 | LR | small | SD |  |  |  | 3 | [12 empty] | /kg
Amorim 2013 Ictivation of E. coli and B. subtilis spores in ozonized cassava starch |  | Fumigation | CFU/g | 10000000 |  |  | 1 | kg |  |  | no rinsate |  |  | 0 | mg/L |  |  |  | 25 |  | 50 | cassava starch 30% moisture | time mixed and ozoted | 90.0173 |  |  | 0.082569 | LR | small | SD |  |  |  | 3 | [12 empty] | /kg
Amorim 2013 Ictivation of E. coli and B. subtilis spores in ozonized cassava starch |  | Fumigation | CFU/g | 10000000 |  |  | 1 | kg |  |  | no rinsate |  |  | 0 | mg/L |  |  |  | 25 |  | 50 | cassava starch 30% moisture | time mixed and ozoted | 120 |  |  | 0.17431 | LR | small | SD |  |  |  | 3 | [12 empty] | /kg
Amorim 2013 Ictivation of E. coli and B. subtilis spores in ozonized cassava starch |  | Fumigation | CFU/g | 10000000 |  |  | 1 | kg |  |  | no rinsate |  |  | 118 | mg/L |  |  |  | 25 |  | 50 | cassava starch 18% moisture | time mixed and ozoted | 120 |  |  | 0 | LR |  | SD |  |  |  | 3 | [12 empty] | /kg
Schbel 2012 Decontamition of Microbiologically Contamited Specimen by Direct and Indirect Plasma Treatment |  | Fumigation | CFU | 10000000 | [9 empty] | 8.4 | kJ |  |  |  | 100 |  | 50 | molecular sieves | time exposed to plasma processed air | 0 |  |  | 6.3279 | LSurv | [5 empty] | 3
Schbel 2012 Decontamition of Microbiologically Contamited Specimen by Direct and Indirect Plasma Treatment |  | Fumigation | CFU | 10000000 | [9 empty] | 8.4 | kJ |  |  |  | 100 |  | 50 | molecular sieves | time exposed to plasma processed air | 4.9709 |  |  | 5.8033 | LSurv | [5 empty] | 3
Schbel 2012 Decontamition of Microbiologically Contamited Specimen by Direct and Indirect Plasma Treatment |  | Fumigation | CFU | 10000000 | [9 empty] | 8.4 | kJ |  |  |  | 100 |  | 50 | molecular sieves | time exposed to plasma processed air | 9.9767 |  |  | 5.4918 | LSurv | [5 empty] | 3
Schbel 2012 Decontamition of Microbiologically Contamited Specimen by Direct and Indirect Plasma Treatment |  | Fumigation | CFU | 10000000 | [9 empty] | 8.4 | kJ |  |  |  | 100 |  | 50 | molecular sieves | time exposed to plasma processed air | 14.9826 |  |  | 5.3934 | LSurv | [5 empty] | 3
Schbel 2012 Decontamition of Microbiologically Contamited Specimen by Direct and Indirect Plasma Treatment |  | Fumigation | CFU | 10000000 | [9 empty] | 8.4 | kJ |  |  |  | 100 |  | 50 | seeds | time exposed to plasma processed air | 0 |  |  | 6.2787 | LSurv | [5 empty] | 3 | No damage |  |  |  |  | 0
Schbel 2012 Decontamition of Microbiologically Contamited Specimen by Direct and Indirect Plasma Treatment |  | Fumigation | CFU | 10000000 | [9 empty] | 8.4 | kJ |  |  |  | 100 |  | 50 | seeds | time exposed to plasma processed air | 5.0058 |  |  | 3.8033 | LSurv | [5 empty] | 3 | No damage |  |  |  |  | 0
Schbel 2012 Decontamition of Microbiologically Contamited Specimen by Direct and Indirect Plasma Treatment |  | Fumigation | CFU | 10000000 | [9 empty] | 8.4 | kJ |  |  |  | 100 |  | 50 | seeds | time exposed to plasma processed air | 9.9942 |  |  | 2.5738 | LSurv | [5 empty] | 3 | No damage |  |  |  |  | 0
Schbel 2012 Decontamition of Microbiologically Contamited Specimen by Direct and Indirect Plasma Treatment |  | Fumigation | CFU | 10000000 | [9 empty] | 8.4 | kJ |  |  |  | 100 |  | 50 | seeds | time exposed to plasma processed air | 14.9826 |  | < | 1 | LSurv | [5 empty] | 3 | No damage |  |  |  |  | 0 | [10 empty] | 0
Schbel 2012 Decontamition of Microbiologically Contamited Specimen by Direct and Indirect Plasma Treatment |  | Fumigation | CFU | 10000000 | [9 empty] | 8.4 | kJ |  |  |  | 100 |  | 50 | glass helices | time exposed to plasma processed air | 0 |  |  | 6.2951 | LSurv | [5 empty] | 3 | [10 empty] | glass
Schbel 2012 Decontamition of Microbiologically Contamited Specimen by Direct and Indirect Plasma Treatment |  | Fumigation | CFU | 10000000 | [9 empty] | 8.4 | kJ |  |  |  | 100 |  | 50 | glass helices | time exposed to plasma processed air | 5.0058 |  |  | 2.8197 | LSurv | [5 empty] | 3 | [10 empty] | glass
Schbel 2012 Decontamition of Microbiologically Contamited Specimen by Direct and Indirect Plasma Treatment |  | Fumigation | CFU | 10000000 | [9 empty] | 8.4 | kJ |  |  |  | 100 |  | 50 | glass helices | time exposed to plasma processed air | 9.9767 |  | < | 1 | LSurv | [5 empty] | 3 | [10 empty] | glass | [5 empty] | 0
Schbel 2012 Decontamition of Microbiologically Contamited Specimen by Direct and Indirect Plasma Treatment |  | Fumigation | CFU | 10000000 | [9 empty] | 8.4 | kJ |  |  |  | 100 |  | 50 | glass helices | time exposed to plasma processed air | 15 |  | < | 1 | LSurv | [5 empty] | 3 | [10 empty] | glass | [5 empty] | 0
Schbel 2012 Decontamition of Microbiologically Contamited Specimen by Direct and Indirect Plasma Treatment |  | Fumigation | CFU | 10000000 | [9 empty] | 8.4 | kJ |  |  |  | 100 |  | 50 | glass beads | time exposed to plasma processed air | 0 |  |  | 6.2951 | LSurv | [5 empty] | 3 | [10 empty] | glass
Schbel 2012 Decontamition of Microbiologically Contamited Specimen by Direct and Indirect Plasma Treatment |  | Fumigation | CFU | 10000000 | [9 empty] | 8.4 | kJ |  |  |  | 100 |  | 50 | glass beads | time exposed to plasma processed air | 4.9884 |  | < | 1 | LSurv | [5 empty] | 3 | [10 empty] | glass | [5 empty] | 0
Schbel 2012 Decontamition of Microbiologically Contamited Specimen by Direct and Indirect Plasma Treatment |  | Fumigation | CFU | 10000000 | [9 empty] | 8.4 | kJ |  |  |  | 100 |  | 50 | glass beads | time exposed to plasma processed air | 9.9767 |  | < | 1 | LSurv | [5 empty] | 3 | [10 empty] | glass | [5 empty] | 0
Schbel 2012 Decontamition of Microbiologically Contamited Specimen by Direct and Indirect Plasma Treatment |  | Fumigation | CFU | 10000000 | [9 empty] | 8.4 | kJ |  |  |  | 100 |  | 50 | glass beads | time exposed to plasma processed air | 15 |  | < | 1 | LSurv | [5 empty] | 3 | [10 empty] | glass | [5 empty] | 0
Sutton 2015 Methyl Iodide Fumigation of Bacillus anthracis Spores |  | Fumigation | CFU | 10000000 | [9 empty] | 12 | ppm |  |  | 19.4-21.1 | 20.5 |  | 50 | biological indicator 304 SS | steady-state conditions | 60 |  |  | 0.25 | LR | [6 empty] | No damage
Sutton 2015 Methyl Iodide Fumigation of Bacillus anthracis Spores |  | Fumigation | CFU | 10000000 | [9 empty] | 12 | ppm |  |  | 19.4-21.1 | 20.5 |  | 50 | biological indicator 304 SS | steady-state conditions | 120 |  |  | 0.33 | LR | [6 empty] | No damage
Sutton 2015 Methyl Iodide Fumigation of Bacillus anthracis Spores |  | Fumigation | CFU | 10000000 | [9 empty] | 12 | ppm |  |  | 19.4-21.1 | 20.5 |  | 50 | biological indicator 304 SS | steady-state conditions | 240 |  |  | 1.96 | LR | [6 empty] | No damage
Sutton 2015 Methyl Iodide Fumigation of Bacillus anthracis Spores |  | Fumigation | CFU | 10000000 | [9 empty] | 12 | ppm |  |  | 19.4-21.1 | 20.5 |  | 50 | biological indicator 304 SS | steady-state conditions | 720 |  |  | 6.38 | LR | [6 empty] | No damage
Sutton 2015 Methyl Iodide Fumigation of Bacillus anthracis Spores |  | Fumigation | CFU | 10000000 | [9 empty] | 12 | ppm |  |  | 19.4-21.1 | 20.5 |  | 50 | biological indicator 304 SS | steady-state conditions | 1440 |  |  | 6.32 | LR | [6 empty] | No damage
Sutton 2015 Methyl Iodide Fumigation of Bacillus anthracis Spores |  | Fumigation | CFU | 10000000 | [9 empty] | 12 | ppm |  |  | 19.4-21.1 | 20.5 |  | 50 | biological indicator 304 SS | steady-state conditions | 4320 |  |  | 6.36 | LR | [6 empty] | No damage
Sutton 2015 Methyl Iodide Fumigation of Bacillus anthracis Spores |  | Fumigation | CFU | 10000000 | [9 empty] | 12 | ppm |  |  | 19.4-21.1 | 55 |  | 50 | biological indicator 304 SS | steady-state conditions | 30 |  |  | 5.59 | LR | [6 empty] | No damage
Sutton 2015 Methyl Iodide Fumigation of Bacillus anthracis Spores |  | Fumigation | CFU | 10000000 | [9 empty] | 12 | ppm |  |  | 19.4-21.1 | 55 |  | 50 | biological indicator 304 SS | steady-state conditions | 60 |  |  | 6.66 | LR | [6 empty] | No damage
Sutton 2015 Methyl Iodide Fumigation of Bacillus anthracis Spores |  | Fumigation | CFU | 10000000 | [9 empty] | 12 | ppm |  |  | 19.4-21.1 | 55 |  | 50 | biological indicator 304 SS | steady-state conditions | 120 |  |  | 6.74 | LR | [6 empty] | No damage
Sutton 2015 Methyl Iodide Fumigation of Bacillus anthracis Spores |  | Fumigation | CFU | 10000000 | [9 empty] | 12 | ppm |  |  | 19.4-21.1 | 55 |  | 50 | biological indicator 304 SS | steady-state conditions | 240 |  |  | 6.46 | LR | [6 empty] | No damage
Sutton 2015 Methyl Iodide Fumigation of Bacillus anthracis Spores |  | Fumigation | CFU | 10000000 | [9 empty] | 12 | ppm |  |  | 19.4-21.1 | 55 |  | 50 | biological indicator 304 SS | steady-state conditions | 480 |  |  | 6.38 | LR | [6 empty] | No damage
Sutton 2015 Methyl Iodide Fumigation of Bacillus anthracis Spores |  | Fumigation | CFU | 10000000 | [9 empty] | 12 | ppm |  |  | 19.4-21.1 | 55 |  | 50 | biological indicator 304 SS | steady-state conditions | 960 |  |  | 6.32 | LR | [6 empty] | No damage
Sutton 2015 Methyl Iodide Fumigation of Bacillus anthracis Spores |  | Fumigation | CFU | 10000000 | [9 empty] | 12 | ppm |  |  | 19.4-21.1 | 55 |  | 50 | biological indicator 304 SS | steady-state conditions | 1440 |  |  | 6.3 | LR | [6 empty] | No damage
Serre 2015 Whole-building decontamition of Bacillus anthracis Sterne spores by methyl bromide fumigation |  | Fumigation | CFU | 10000000 |  |  | 1.61 | cm^2 | 0.000161 | m^2 |  |  | ~10% | 225 | mg/L |  |  |  | 28 |  | 83 | wood | steady-state conditions | 960 |  |  | 0 | LSurv | 0 | SD |  |  | 5.66 | 6 | [8 empty] | 0 |  | wood |  | /cm^2 |  | 225 |  | 0 | 5.66
Serre 2015 Whole-building decontamition of Bacillus anthracis Sterne spores by methyl bromide fumigation |  | Fumigation | CFU | 10000000 |  |  | 1.61 | cm^2 | 0.000161 | m^2 |  |  | ~10% | 225 | mg/L |  |  |  | 28 |  | 83 | wood | steady-state conditions | 1440 |  |  | 0 | LSurv | 0 | SD |  |  | 5.66 | 6 | [8 empty] | 0 |  | wood |  | /cm^2 |  | 225 |  | 0 | 5.66
Serre 2015 Whole-building decontamition of Bacillus anthracis Sterne spores by methyl bromide fumigation |  | Fumigation | CFU | 10000000 |  |  | 1.61 | cm^2 | 0.000161 | m^2 |  |  | ~10% | 225 | mg/L |  |  |  | 28 |  | 83 | wood | steady-state conditions | 1920 |  |  | 0 | LSurv | 0 | SD |  |  | 5.66 | 6 | [8 empty] | 0 |  | wood |  | /cm^2 |  | 225 |  | 0 | 5.66
Serre 2015 Whole-building decontamition of Bacillus anthracis Sterne spores by methyl bromide fumigation |  | Fumigation | CFU | 10000000 |  |  | 1.61 | cm^2 | 0.000161 | m^2 |  |  | ~10% | 225 | mg/L |  |  |  | 28 |  | 83 | wood | steady-state conditions | 2400 |  |  | 0 | LSurv | 0 | SD |  |  | 5.66 | 6 | [8 empty] | 0 |  | wood |  | /cm^2 |  | 225 |  | 0 | 5.66
Serre 2015 Whole-building decontamition of Bacillus anthracis Sterne spores by methyl bromide fumigation |  | Fumigation | CFU | 10000000 |  |  | 2.7 | cm^2 | 0.00027 | m^2 |  |  | ~10% | 225 | mg/L |  |  |  | 28 |  | 83 | glass | steady-state conditions | 960 |  |  | 2.92 | LSurv | 3.31 | SD |  |  | 6.34 | 6 | [8 empty] | 1 |  | glass |  | /cm^2 |  | 225 |  | 1 | 6.34
Serre 2015 Whole-building decontamition of Bacillus anthracis Sterne spores by methyl bromide fumigation |  | Fumigation | CFU | 10000000 |  |  | 2.7 | cm^2 | 0.00027 | m^2 |  |  | ~10% | 225 | mg/L |  |  |  | 28 |  | 83 | glass | steady-state conditions | 1440 |  |  | 0 | LSurv | 0 | SD |  |  | 6.34 | 6 | [8 empty] | 0 |  | glass |  | /cm^2 |  | 225 |  | 0 | 6.34
Serre 2015 Whole-building decontamition of Bacillus anthracis Sterne spores by methyl bromide fumigation |  | Fumigation | CFU | 10000000 |  |  | 2.7 | cm^2 | 0.00027 | m^2 |  |  | ~10% | 225 | mg/L |  |  |  | 28 |  | 83 | glass | steady-state conditions | 1920 |  |  | 0 | LSurv | 0 | SD |  |  | 6.34 | 6 | [8 empty] | 0 |  | glass |  | /cm^2 |  | 225 |  | 0 | 6.34
Serre 2015 Whole-building decontamition of Bacillus anthracis Sterne spores by methyl bromide fumigation |  | Fumigation | CFU | 10000000 |  |  | 2.7 | cm^2 | 0.00027 | m^2 |  |  | ~10% | 225 | mg/L |  |  |  | 28 |  | 83 | glass | steady-state conditions | 2400 |  |  | 0 | LSurv | 0 | SD |  |  | 6.34 | 6 | [8 empty] | 0 |  | glass |  | /cm^2 |  | 225 |  | 0 | 6.34
Serre 2015 Whole-building decontamition of Bacillus anthracis Sterne spores by methyl bromide fumigation |  | Fumigation | CFU | 10000000 |  |  | 1.61 | cm^2 | 0.000161 | m^2 |  |  | ~10% | 225 | mg/L |  |  |  | 28 |  | 83 | wood | steady-state conditions | 2880 |  |  | 0 | LSurv | 0 | SD |  |  | 5.66 | 87 | [8 empty] | 0 |  | wood |  | /cm^2 |  | 225 |  | 0 | 5.66
Serre 2015 Whole-building decontamition of Bacillus anthracis Sterne spores by methyl bromide fumigation |  | Fumigation | CFU | 10000000 |  |  | 2.7 | cm^2 | 0.00027 | m^2 |  |  | ~10% | 225 | mg/L |  |  |  | 28 |  | 83 | glass | steady-state conditions | 2880 |  |  | 0 | LSurv | 0 | SD |  |  | 6.34 | 87 | [8 empty] | 0 |  | glass |  | /cm^2 |  | 225 |  | 0 | 6.34
Kaspari 2014 Decontamition of a BSL3 laboratory by hydrogen peroxide fumigation using three different surrogates for Bacillus anthracis spores |  | Fumigation | CFU | 10000000 | [9 empty] | 400 | ppm |  |  |  | 26 | 5 | 90 | glass | variable-condition process | 480 |  | > | 5.0857 | LR | 0.48175503327719138 |  |  |  |  | 14 | [10 empty] | glass |  |  |  |  | 400 | 0 | 5.0857
Kaspari 2014 Decontamition of a BSL3 laboratory by hydrogen peroxide fumigation using three different surrogates for Bacillus anthracis spores |  | Fumigation | CFU | 10000000 | [9 empty] | 400 | ppm |  |  |  | 26 | 5 | 90 | glass | variable-condition process | 480 |  | > | 5.2786 | LR | 0.31666184688831361 |  |  |  |  | 14 | [10 empty] | glass |  |  |  |  | 400 | 0 | 5.2786
Kaspari 2014 Decontamition of a BSL3 laboratory by hydrogen peroxide fumigation using three different surrogates for Bacillus anthracis spores |  | Fumigation | CFU | 10000000 | [9 empty] | 400 | ppm |  |  |  | 26 | 5 | 90 | glass | variable-condition process | 480 |  | > | 5.5286 | LR | 0.26726124191244305 |  |  |  |  | 14 | [10 empty] | glass |  |  |  |  | 400 | 0 | 5.5286
Kaspari 2014 Decontamition of a BSL3 laboratory by hydrogen peroxide fumigation using three different surrogates for Bacillus anthracis spores |  | Fumigation | CFU | 10000000 | [9 empty] | 400 | ppm |  |  |  | 26 | 5 | 90 | stainless steel in tyvek | variable-condition process | 480 |  | > | 6 | LR | 0 |  |  |  |  | 18 | [10 empty] | steel |  |  |  |  | 400 | 0 | 6
Lowe 2013 Decontamition of a hospital room using gaseous chlorine dioxide: Bacillus anthracis, Francisella tularensis, and Yersinia pestis |  | Fumigation | CFU | 10000000 | [9 empty] | 351 | ppm |  |  |  | 25 |  | 50 | polystyrene petri dish | exposure phase (not including charging/aeration) | 61 |  |  | 9.4 | LR | (7.8-10.0) | range |  |  |  | 22 | [13 empty] | 351
Lowe 2013 Decontamition of a hospital room using gaseous chlorine dioxide: Bacillus anthracis, Francisella tularensis, and Yersinia pestis |  | Fumigation | CFU | 10000000 | [9 empty] | 377 | ppm |  |  |  | 25 |  | 65 | polystyrene petri dish | exposure phase (not including charging/aeration) | 100 |  | ≥ | 8.6 | LR | [5 empty] | 22 | [13 empty] | 377 |  |  | 0 | 8.6
Lowe 2013 Decontamition of a hospital room using gaseous chlorine dioxide: Bacillus anthracis, Francisella tularensis, and Yersinia pestis |  | Fumigation | CFU | 10000000 | [9 empty] | 379 | ppm |  |  |  | 25 |  | 65 | polystyrene petri dish | exposure phase (not including charging/aeration) | 95 |  | ≥ | 9.2 | LR | [5 empty] | 22 | [13 empty] | 379 |  |  | 0 | 9.2
Lowe 2013 Decontamition of a hospital room using gaseous chlorine dioxide: Bacillus anthracis, Francisella tularensis, and Yersinia pestis |  | Fumigation | CFU | 10000000 | [9 empty] | 385 | ppm |  |  |  | 25 |  | 65 | polystyrene petri dish | exposure phase (not including charging/aeration) | 83 |  | ≥ | 9.2 | LR | [5 empty] | 22 | [13 empty] | 385 |  |  | 0 | 9.2
Lowe 2013 Decontamition of a hospital room using gaseous chlorine dioxide: Bacillus anthracis, Francisella tularensis, and Yersinia pestis |  | Fumigation | CFU | 10000000 | [9 empty] | 376 | ppm |  |  |  | 25 |  | 64 | polystyrene petri dish | exposure phase (not including charging/aeration) | 98 |  |  | 9.9 | LR | (8.0-10.1) | range |  |  |  | 22 | [13 empty] | 376
Lowe 2013 Decontamition of a hospital room using gaseous chlorine dioxide: Bacillus anthracis, Francisella tularensis, and Yersinia pestis |  | Fumigation | CFU | 10000000 | [9 empty] | 378 | ppm |  |  |  | 25 |  | 66 | polystyrene petri dish | exposure phase (not including charging/aeration) | 64 |  |  | 8.7 | LR | (6.8-8.9) | range |  |  |  | 22 | [13 empty] | 378
Lowe 2013 Decontamition of a hospital room using gaseous chlorine dioxide: Bacillus anthracis, Francisella tularensis, and Yersinia pestis |  | Fumigation | CFU | 10000000 | [9 empty] | 351 | ppm |  |  |  | 25 |  | 50 | biological indicator strip | exposure phase (not including charging/aeration) | 61 |  |  | 0 | QualPos | [5 empty] | 10 | [13 empty] | 351 |  |  | 0
Lowe 2013 Decontamition of a hospital room using gaseous chlorine dioxide: Bacillus anthracis, Francisella tularensis, and Yersinia pestis |  | Fumigation | CFU | 10000000 | [9 empty] | 377 | ppm |  |  |  | 25 |  | 65 | biological indicator strip | exposure phase (not including charging/aeration) | 100 |  |  | 0 | QualPos | [5 empty] | 10 | [13 empty] | 377 |  |  | 0
Lowe 2013 Decontamition of a hospital room using gaseous chlorine dioxide: Bacillus anthracis, Francisella tularensis, and Yersinia pestis |  | Fumigation | CFU | 10000000 | [9 empty] | 379 | ppm |  |  |  | 25 |  | 65 | biological indicator strip | exposure phase (not including charging/aeration) | 95 |  |  | 0 | QualPos | [5 empty] | 10 | [13 empty] | 379 |  |  | 0
Lowe 2013 Decontamition of a hospital room using gaseous chlorine dioxide: Bacillus anthracis, Francisella tularensis, and Yersinia pestis |  | Fumigation | CFU | 10000000 | [9 empty] | 385 | ppm |  |  |  | 25 |  | 65 | biological indicator strip | exposure phase (not including charging/aeration) | 83 |  |  | 0 | QualPos | [5 empty] | 10 | [13 empty] | 385 |  |  | 0
Lowe 2013 Decontamition of a hospital room using gaseous chlorine dioxide: Bacillus anthracis, Francisella tularensis, and Yersinia pestis |  | Fumigation | CFU | 10000000 | [9 empty] | 376 | ppm |  |  |  | 25 |  | 64 | biological indicator strip | exposure phase (not including charging/aeration) | 98 |  |  | 1 | QualPos | [5 empty] | 10 | [13 empty] | 376 |  |  | 1
Lowe 2013 Decontamition of a hospital room using gaseous chlorine dioxide: Bacillus anthracis, Francisella tularensis, and Yersinia pestis |  | Fumigation | CFU | 10000000 | [9 empty] | 378 | ppm |  |  |  | 25 |  | 66 | biological indicator strip | exposure phase (not including charging/aeration) | 64 |  |  | 1 | QualPos | [5 empty] | 10 | [13 empty] | 378 |  |  | 1
Lowe 2013 Evaluation of ambulance decontamition using gaseous chlorine dioxide |  | Fumigation |  | 10000000 | [9 empty] | 362 | ppm |  |  |  | 25 |  | 55 | spore solution on petri dish inside ambulance | expoure phase at steady-state conditions (not including charge time) | 179 |  |  | 9.3 | LR | (8.6,10.0) | not greater |  |  |  | 20 | [13 empty] | 362
Lowe 2013 Evaluation of ambulance decontamition using gaseous chlorine dioxide |  | Fumigation |  | 10000000 | [9 empty] | 315 | ppm |  |  |  | 25 |  | 65 | spore solution on petri dish inside ambulance | expoure phase at steady-state conditions (not including charge time) | 92 |  |  | 8.2 | LR | (7.8,8.7) | not greater |  |  |  | 20 | [13 empty] | 315
Lowe 2013 Evaluation of ambulance decontamition using gaseous chlorine dioxide |  | Fumigation |  | 10000000 | [9 empty] | 406 | ppm |  |  |  | 25 |  | 65 | spore solution on petri dish inside ambulance | expoure phase at steady-state conditions (not including charge time) | 100 |  |  | 9 | LR | 8.3,9.7 | not greater |  |  |  | 20 | [13 empty] | 406
Lowe 2013 Evaluation of ambulance decontamition using gaseous chlorine dioxide |  | Fumigation |  | 10000000 | [9 empty] | 695 | ppm |  |  |  | 25 |  | 55 | spore solution on petri dish inside ambulance | expoure phase at steady-state conditions (not including charge time) | 65 |  |  | 9 | LR | 8.4,9.6 | not greater |  |  |  | 20 | [13 empty] | 695
Lowe 2013 Evaluation of ambulance decontamition using gaseous chlorine dioxide |  | Fumigation | CFU | 10000000 | [9 empty] | 362 | ppm |  |  |  | 25 |  | 55 | biological indicator strip | expoure phase at steady-state conditions (not including charge time) | 179 |  |  | 9 | QualNeg |  | not greater |  |  |  | 10 | [13 empty] | 362 |  |  | 1
Lowe 2013 Evaluation of ambulance decontamition using gaseous chlorine dioxide |  | Fumigation | CFU | 10000000 | [9 empty] | 315 | ppm |  |  |  | 25 |  | 65 | biological indicator strip | expoure phase at steady-state conditions (not including charge time) | 92 |  |  | 8 | QualNeg |  | not greater |  |  |  | 10 | [13 empty] | 315 |  |  | 2
Lowe 2013 Evaluation of ambulance decontamition using gaseous chlorine dioxide |  | Fumigation | CFU | 10000000 | [9 empty] | 406 | ppm |  |  |  | 25 |  | 65 | biological indicator strip | expoure phase at steady-state conditions (not including charge time) | 100 |  |  | 9 | QualNeg |  | not greater |  |  |  | 10 | [13 empty] | 406 |  |  | 1
Lowe 2013 Evaluation of ambulance decontamition using gaseous chlorine dioxide |  | Fumigation | CFU | 10000000 | [9 empty] | 695 | ppm |  |  |  | 25 |  | 55 | biological indicator strip | expoure phase at steady-state conditions (not including charge time) | 65 |  |  | 8 | QualNeg |  | not greater |  |  |  | 10 | [13 empty] | 695 |  |  | 2
Lowe 2012 A case study on decontamition of a biosafety level-3 laboratory and associated ductwork within an operatiol building using gaseous chlorine dioxide |  | Fumigation | CFU | 10000000 | [9 empty] | 407 | ppm |  |  |  | 25 |  | 65 | biological indicator strip | exposure phase not including charging and aeration | 87 |  |  | 0 | QualPos | [5 empty] | 2 | [13 empty] | 407 |  |  | 0
Lowe 2012 A case study on decontamition of a biosafety level-3 laboratory and associated ductwork within an operatiol building using gaseous chlorine dioxide |  | Fumigation | CFU | 10000000 | [9 empty] | 358 | ppm |  |  |  | 25 |  | 75 | biological indicator strip | exposure phase not including charging and aeration | 136 |  |  | 0 | QualPos | [5 empty] | 2 | [13 empty] | 358 |  |  | 0
Lowe 2012 A case study on decontamition of a biosafety level-3 laboratory and associated ductwork within an operatiol building using gaseous chlorine dioxide |  | Fumigation | CFU | 10000000 | [9 empty] | 377 | ppm |  |  |  | 25 |  | 70 | biological indicator strip | exposure phase not including charging and aeration | 128 |  |  | 0 | QualPos | [5 empty] | 2 | [13 empty] | 377 |  |  | 0
Lowe 2012 A case study on decontamition of a biosafety level-3 laboratory and associated ductwork within an operatiol building using gaseous chlorine dioxide |  | Fumigation | CFU | 10000000 | [9 empty] | 448 | ppm |  |  |  | 25 |  | 70 | biological indicator strip | exposure phase not including charging and aeration | 389 |  |  | 0 | QualPos | [5 empty] | 2 | [13 empty] | 448 |  |  | 0
Pottage 2012 Low-temperature decontamition with hydrogen peroxide or chlorine dioxide for space applications |  | Fumigation | CFU | 10000000 | [9 empty] | 750 | ppm |  |  |  | 35 |  | 50 | biological indicator strips | steady-state conditions | 2.9482 |  |  | 0.87487 | LR |  | SD |  |  |  | 9 | [15 empty] | 750
Pottage 2012 Low-temperature decontamition with hydrogen peroxide or chlorine dioxide for space applications |  | Fumigation | CFU | 10000000 | [9 empty] | 750 | ppm |  |  |  | 35 |  | 50 | biological indicator strips | steady-state conditions | 6.0159 |  |  | 1.9963 | LR |  | SD |  |  |  | 9 | [15 empty] | 750
Pottage 2012 Low-temperature decontamition with hydrogen peroxide or chlorine dioxide for space applications |  | Fumigation | CFU | 10000000 | [9 empty] | 750 | ppm |  |  |  | 35 |  | 50 | biological indicator strips | steady-state conditions | 8.9243 |  |  | 3.7431 | LR |  | SD |  |  |  | 9 | [15 empty] | 750
Pottage 2012 Low-temperature decontamition with hydrogen peroxide or chlorine dioxide for space applications |  | Fumigation | CFU | 10000000 | [9 empty] | 750 | ppm |  |  |  | 35 |  | 50 | biological indicator strips | steady-state conditions | 11.9522 |  |  | 4.9403 | LR |  | SD |  |  |  | 9 | [15 empty] | 750
Pottage 2012 Low-temperature decontamition with hydrogen peroxide or chlorine dioxide for space applications |  | Fumigation | CFU | 10000000 | [9 empty] | 750 | ppm |  |  |  | 35 |  | 50 | biological indicator strips | steady-state conditions | 20 |  |  | 6.4835 | LR |  | SD |  |  |  | 9 | [15 empty] | 750
Pottage 2012 Low-temperature decontamition with hydrogen peroxide or chlorine dioxide for space applications |  | Fumigation | CFU | 10000000 | [9 empty] | 750 | ppm |  |  |  | 35 |  | 50 | biological indicator strips | steady-state conditions | 2.9482 |  |  | 2.4673 | LR |  | SD |  |  |  | 9 | [15 empty] | 750
Pottage 2012 Low-temperature decontamition with hydrogen peroxide or chlorine dioxide for space applications |  | Fumigation | CFU | 10000000 | [9 empty] | 750 | ppm |  |  |  | 35 |  | 50 | biological indicator strips | steady-state conditions | 5.9761 |  |  | 3.5318 | LR |  | SD |  |  |  | 9 | [15 empty] | 750
Pottage 2012 Low-temperature decontamition with hydrogen peroxide or chlorine dioxide for space applications |  | Fumigation | CFU | 10000000 | [9 empty] | 750 | ppm |  |  |  | 35 |  | 50 | biological indicator strips | steady-state conditions | 8.9641 |  |  | 2.9848 | LR |  | SD |  |  |  | 9 | [15 empty] | 750
Pottage 2012 Low-temperature decontamition with hydrogen peroxide or chlorine dioxide for space applications |  | Fumigation | CFU | 10000000 | [9 empty] | 750 | ppm |  |  |  | 35 |  | 50 | biological indicator strips | steady-state conditions | 11.9522 |  |  | 4.0872 | LR |  | SD |  |  |  | 9 | [15 empty] | 750
Pottage 2012 Low-temperature decontamition with hydrogen peroxide or chlorine dioxide for space applications |  | Fumigation | CFU | 10000000 | [9 empty] | 750 | ppm |  |  |  | 35 |  | 50 | biological indicator strips | steady-state conditions | 20 |  |  | 4.891 | LR |  | SD |  |  |  | 9 | [15 empty] | 750
Pottage 2012 Low-temperature decontamition with hydrogen peroxide or chlorine dioxide for space applications |  | Fumigation | CFU | 10000000 | [9 empty] | 750 | ppm |  |  |  | 35 |  | 50 | biological indicator strips | steady-state conditions | 2.9482 |  |  | 5.8796 | LR |  | SD |  |  |  | 9 | [15 empty] | 750
Pottage 2012 Low-temperature decontamition with hydrogen peroxide or chlorine dioxide for space applications |  | Fumigation | CFU | 10000000 | [9 empty] | 750 | ppm |  |  |  | 35 |  | 50 | biological indicator strips | steady-state conditions | 6.0159 |  |  | 6.4323 | LR |  | SD |  |  |  | 9 | [15 empty] | 750
Pottage 2012 Low-temperature decontamition with hydrogen peroxide or chlorine dioxide for space applications |  | Fumigation | CFU | 10000000 | [9 empty] | 750 | ppm |  |  |  | 35 |  | 50 | biological indicator strips | steady-state conditions | 8.9641 |  |  | 6.6436 | LR |  | SD |  |  |  | 9 | [15 empty] | 750
Pottage 2012 Low-temperature decontamition with hydrogen peroxide or chlorine dioxide for space applications |  | Fumigation | CFU | 10000000 | [9 empty] | 750 | ppm |  |  |  | 35 |  | 50 | biological indicator strips | steady-state conditions | 12.0319 |  |  | 6.3432 | LR |  | SD |  |  |  | 9 | [15 empty] | 750
Pottage 2012 Low-temperature decontamition with hydrogen peroxide or chlorine dioxide for space applications |  | Fumigation | CFU | 10000000 | [9 empty] | 750 | ppm |  |  |  | 35 |  | 50 | biological indicator strips | steady-state conditions | 20.0398 |  |  | 6.3508 | LR |  | SD |  |  |  | 9 | [15 empty] | 750
Pottage 2012 Low-temperature decontamition with hydrogen peroxide or chlorine dioxide for space applications |  | Fumigation | CFU | 10000000 | [9 empty] | 396 | ppm |  |  |  | 25 |  | 65 | biological indicator strips | steady-state conditions |  |  |  | -0.017928 | LR |  | SD |  |  |  | 9 | [13 empty] | 396
Pottage 2012 Low-temperature decontamition with hydrogen peroxide or chlorine dioxide for space applications |  | Fumigation | CFU | 10000000 | [9 empty] | 396 | ppm |  |  |  | 25 |  | 65 | biological indicator strips | steady-state conditions | 9.747 |  |  | 0.041762 | LR |  | SD |  |  |  | 9 | [13 empty] | 396
Pottage 2012 Low-temperature decontamition with hydrogen peroxide or chlorine dioxide for space applications |  | Fumigation | CFU | 10000000 | [9 empty] | 396 | ppm |  |  |  | 25 |  | 65 | biological indicator strips | steady-state conditions | 19.7628 |  |  | -0.041866 | LR |  | SD |  |  |  | 9 | [13 empty] | 396
Pottage 2012 Low-temperature decontamition with hydrogen peroxide or chlorine dioxide for space applications |  | Fumigation | CFU | 10000000 | [9 empty] | 396 | ppm |  |  |  | 25 |  | 65 | biological indicator strips | steady-state conditions | 29.7943 |  |  | 0.44799 | LR |  | SD |  |  |  | 9 | [13 empty] | 396
Pottage 2012 Low-temperature decontamition with hydrogen peroxide or chlorine dioxide for space applications |  | Fumigation | CFU | 10000000 | [9 empty] | 396 | ppm |  |  |  | 25 |  | 65 | biological indicator strips | steady-state conditions | 44.8107 |  |  | 0.050141 | LR |  | SD |  |  |  | 9 | [13 empty] | 396
Pottage 2012 Low-temperature decontamition with hydrogen peroxide or chlorine dioxide for space applications |  | Fumigation | CFU | 10000000 | [9 empty] | 396 | ppm |  |  |  | 25 |  | 65 | biological indicator strips | steady-state conditions | 59.7276 |  |  | -0.0036428 | LR |  | SD |  |  |  | 9 | [13 empty] | 396
Pottage 2012 Low-temperature decontamition with hydrogen peroxide or chlorine dioxide for space applications |  | Fumigation | CFU | 10000000 | [9 empty] | 396 | ppm |  |  |  | 25 |  | 65 | biological indicator strips | steady-state conditions |  |  |  | -0.017928 | LR |  | SD |  |  |  | 9 | [13 empty] | 396
Pottage 2012 Low-temperature decontamition with hydrogen peroxide or chlorine dioxide for space applications |  | Fumigation | CFU | 10000000 | [9 empty] | 396 | ppm |  |  |  | 25 |  | 65 | biological indicator strips | steady-state conditions | 9.8656 |  |  | 0.40021 | LR |  | SD |  |  |  | 9 | [13 empty] | 396
Pottage 2012 Low-temperature decontamition with hydrogen peroxide or chlorine dioxide for space applications |  | Fumigation | CFU | 10000000 | [9 empty] | 396 | ppm |  |  |  | 25 |  | 65 | biological indicator strips | steady-state conditions | 19.7835 |  |  | 0.718 | LR |  | SD |  |  |  | 9 | [13 empty] | 396
Pottage 2012 Low-temperature decontamition with hydrogen peroxide or chlorine dioxide for space applications |  | Fumigation | CFU | 10000000 | [9 empty] | 396 | ppm |  |  |  | 25 |  | 65 | biological indicator strips | steady-state conditions | 29.8388 |  |  | 2.0824 | LR |  | SD |  |  |  | 9 | [13 empty] | 396
Pottage 2012 Low-temperature decontamition with hydrogen peroxide or chlorine dioxide for space applications |  | Fumigation | CFU | 10000000 | [9 empty] | 396 | ppm |  |  |  | 25 |  | 65 | biological indicator strips | steady-state conditions | 44.7982 |  |  | 3.5914 | LR |  | SD |  |  |  | 9 | [13 empty] | 396
Pottage 2012 Low-temperature decontamition with hydrogen peroxide or chlorine dioxide for space applications |  | Fumigation | CFU | 10000000 | [9 empty] | 396 | ppm |  |  |  | 25 |  | 65 | biological indicator strips | steady-state conditions | 59.8587 |  |  | 4.8136 | LR |  | SD |  |  |  | 9 | [13 empty] | 396
Pottage 2012 Low-temperature decontamition with hydrogen peroxide or chlorine dioxide for space applications |  | Fumigation | CFU | 10000000 | [9 empty] | 396 | ppm |  |  |  | 25 |  | 65 | biological indicator strips | steady-state conditions |  |  |  | 0.010746 | LR |  | SD |  |  |  | 9 | [13 empty] | 396
Pottage 2012 Low-temperature decontamition with hydrogen peroxide or chlorine dioxide for space applications |  | Fumigation | CFU | 10000000 | [9 empty] | 396 | ppm |  |  |  | 25 |  | 65 | biological indicator strips | steady-state conditions | 9.7489 |  |  | 0.11345 | LR |  | SD |  |  |  | 9 | [13 empty] | 396
Pottage 2012 Low-temperature decontamition with hydrogen peroxide or chlorine dioxide for space applications |  | Fumigation | CFU | 10000000 | [9 empty] | 396 | ppm |  |  |  | 25 |  | 65 | biological indicator strips | steady-state conditions | 19.8756 |  |  | 0.10153 | LR |  | SD |  |  |  | 9 | [13 empty] | 396
Pottage 2012 Low-temperature decontamition with hydrogen peroxide or chlorine dioxide for space applications |  | Fumigation | CFU | 10000000 | [9 empty] | 396 | ppm |  |  |  | 25 |  | 65 | biological indicator strips | steady-state conditions | 29.8029 |  |  | 0.7634 | LR |  | SD |  |  |  | 9 | [13 empty] | 396
Pottage 2012 Low-temperature decontamition with hydrogen peroxide or chlorine dioxide for space applications |  | Fumigation | CFU | 10000000 | [9 empty] | 396 | ppm |  |  |  | 25 |  | 65 | biological indicator strips | steady-state conditions | 44.7432 |  |  | 1.5698 | LR |  | SD |  |  |  | 9 | [13 empty] | 396
Pottage 2012 Low-temperature decontamition with hydrogen peroxide or chlorine dioxide for space applications |  | Fumigation | CFU | 10000000 | [9 empty] | 396 | ppm |  |  |  | 25 |  | 65 | biological indicator strips | steady-state conditions | 59.7498 |  |  | 4.8136 | LR |  | SD |  |  |  | 9 | [13 empty] | 396
Pottage 2012 Meticillin-resistant Staphylococcus aureus is more resistant to vaporized hydrogen peroxide than commercial Geobacillus stearothermophilus biological indicators |  | Fumigation | CFU | 10000000 | [9 empty] | 750 | ppm |  |  |  | 25 |  | 50 | stainless steel bioindicator | steady-state conditions | 0 |  |  | 6.3223 | LSurv | [5 empty] | 54 | [10 empty] | steel |  |  |  |  | 750
Pottage 2012 Meticillin-resistant Staphylococcus aureus is more resistant to vaporized hydrogen peroxide than commercial Geobacillus stearothermophilus biological indicators |  | Fumigation | CFU | 10000000 | [9 empty] | 750 | ppm |  |  |  | 25 |  | 50 | stainless steel bioindicator | steady-state conditions | 5.0441 |  |  | 4.1405 | LSurv | [5 empty] | 54 | [10 empty] | steel |  |  |  |  | 750
Pottage 2012 Meticillin-resistant Staphylococcus aureus is more resistant to vaporized hydrogen peroxide than commercial Geobacillus stearothermophilus biological indicators |  | Fumigation | CFU | 10000000 | [9 empty] | 750 | ppm |  |  |  | 25 |  | 50 | stainless steel bioindicator | steady-state conditions | 9.9597 |  |  | 2.1736 | LSurv | [5 empty] | 54 | [10 empty] | steel |  |  |  |  | 750
Pottage 2012 Meticillin-resistant Staphylococcus aureus is more resistant to vaporized hydrogen peroxide than commercial Geobacillus stearothermophilus biological indicators |  | Fumigation | CFU | 10000000 | [9 empty] | 750 | ppm |  |  |  | 25 |  | 50 | stainless steel bioindicator | steady-state conditions | 15.0013 |  |  | 2.1074 | LSurv | [5 empty] | 54 | [10 empty] | steel |  |  |  |  | 750
Pottage 2012 Meticillin-resistant Staphylococcus aureus is more resistant to vaporized hydrogen peroxide than commercial Geobacillus stearothermophilus biological indicators |  | Fumigation | CFU | 10000000 | [9 empty] | 750 | ppm |  |  |  | 25 |  | 50 | stainless steel bioindicator | steady-state conditions | 20.0342 |  |  | 1.3636 | LSurv | [5 empty] | 54 | [10 empty] | steel |  |  |  |  | 750
Pottage 2012 Meticillin-resistant Staphylococcus aureus is more resistant to vaporized hydrogen peroxide than commercial Geobacillus stearothermophilus biological indicators |  | Fumigation | CFU | 10000000 | [9 empty] | 750 | ppm |  |  |  | 25 |  | 50 | stainless steel bioindicator | steady-state conditions | 24.9639 |  |  | 0.50413 | LSurv | [5 empty] | 54 | [10 empty] | steel |  |  |  |  | 750
Pottage 2012 Meticillin-resistant Staphylococcus aureus is more resistant to vaporized hydrogen peroxide than commercial Geobacillus stearothermophilus biological indicators |  | Fumigation | CFU | 10000000 | [9 empty] | 750 | ppm |  |  |  | 25 |  | 50 | stainless steel bioindicator | steady-state conditions | 30.0638 |  |  | 1.0165 | LSurv | [5 empty] | 54 | [10 empty] | steel |  |  |  |  | 750
Rastogi 2010 Systematic evaluation of the efficacy of chlorine dioxide in decontamition of building interior surfaces contamited with anthrax spores |  | Fumigation | CFU | 10000000 |  |  | 1.69 | cm^2 | 0.000169 | m^2 |  |  | 0.1 | 1000 | ppmv |  |  | SD<1 | 25 | 5 | 75 | carpet | steady-state conditions | 0 |  |  | 6.5591 | Lsurv |  |  |  |  | 6.5591 | >5 | [10 empty] | carpet |  | /cm^2 | 1000 |  |  |  | 6.5591
Rastogi 2010 Systematic evaluation of the efficacy of chlorine dioxide in decontamition of building interior surfaces contamited with anthrax spores |  | Fumigation | CFU | 10000000 |  |  | 1.69 | cm^2 | 0.000169 | m^2 |  |  | 0.1 | 1500 | ppmv |  |  | SD<1 | 25 | 5 | 75 | carpet | steady-state conditions | 0 |  |  | 6.2657 | Lsurv |  |  |  |  | 6.2657 | >5 | [10 empty] | carpet |  | /cm^2 | 1500 |  |  |  | 6.2657
Rastogi 2010 Systematic evaluation of the efficacy of chlorine dioxide in decontamition of building interior surfaces contamited with anthrax spores |  | Fumigation | CFU | 10000000 |  |  | 1.69 | cm^2 | 0.000169 | m^2 |  |  | 0.1 | 1000 | ppmv |  |  | SD<1 | 25 | 5 | 75 | carpet | steady-state conditions | 30 |  |  | 3.3365 | Lsurv |  |  |  |  | 6.5591 | >5 | [10 empty] | carpet |  | /cm^2 | 1000 |  |  |  | 6.5591
Rastogi 2010 Systematic evaluation of the efficacy of chlorine dioxide in decontamition of building interior surfaces contamited with anthrax spores |  | Fumigation | CFU | 10000000 |  |  | 1.69 | cm^2 | 0.000169 | m^2 |  |  | 0.1 | 1500 | ppmv |  |  | SD<1 | 25 | 5 | 75 | carpet | steady-state conditions | 30 |  |  | 1.9983 | Lsurv |  |  |  |  | 6.2657 | >5 | [10 empty] | carpet |  | /cm^2 | 1500 |  |  |  | 6.2657
Rastogi 2010 Systematic evaluation of the efficacy of chlorine dioxide in decontamition of building interior surfaces contamited with anthrax spores |  | Fumigation | CFU | 10000000 |  |  | 1.69 | cm^2 | 0.000169 | m^2 |  |  | 0.1 | 1000 | ppmv |  |  | SD<1 | 25 | 5 | 75 | carpet | steady-state conditions | 60 |  |  | 1.7437 | Lsurv |  |  |  |  | 6.5591 | >5 | [10 empty] | carpet |  | /cm^2 | 1000 |  |  |  | 6.5591
Rastogi 2010 Systematic evaluation of the efficacy of chlorine dioxide in decontamition of building interior surfaces contamited with anthrax spores |  | Fumigation | CFU | 10000000 |  |  | 1.69 | cm^2 | 0.000169 | m^2 |  |  | 0.1 | 1500 | ppmv |  |  | SD<1 | 25 | 5 | 75 | carpet | steady-state conditions | 60 |  |  | 0.30096 | Lsurv |  |  |  |  | 6.2657 | >5 | [10 empty] | carpet |  | /cm^2 | 1500 |  |  |  | 6.2657
Rastogi 2010 Systematic evaluation of the efficacy of chlorine dioxide in decontamition of building interior surfaces contamited with anthrax spores |  | Fumigation | CFU | 10000000 |  |  | 1.69 | cm^2 | 0.000169 | m^2 |  |  | 0.1 | 1000 | ppmv |  |  | SD<1 | 25 | 5 | 75 | carpet | steady-state conditions | 120 |  |  | 0.10897 | Lsurv |  |  |  |  | 6.5591 | >5 | [10 empty] | carpet |  | /cm^2 | 1000 |  |  |  | 6.5591
Rastogi 2010 Systematic evaluation of the efficacy of chlorine dioxide in decontamition of building interior surfaces contamited with anthrax spores |  | Fumigation | CFU | 10000000 |  |  | 1.69 | cm^2 | 0.000169 | m^2 |  |  | 0.1 | 1500 | ppmv |  |  | SD<1 | 25 | 5 | 75 | carpet | steady-state conditions | 120 |  |  | 0.066304 | Lsurv |  |  |  |  | 6.2657 | >5 | [10 empty] | carpet |  | /cm^2 | 1500 |  |  |  | 6.2657
Rastogi 2010 Systematic evaluation of the efficacy of chlorine dioxide in decontamition of building interior surfaces contamited with anthrax spores |  | Fumigation | CFU | 10000000 |  |  | 1.69 | cm^2 | 0.000169 | m^2 |  |  | 0.1 | 1000 | ppmv |  |  | SD<1 | 25 | 5 | 75 | carpet | steady-state conditions | 180 |  | < | 0 | Lsurv |  |  |  |  | 6.5591 | >5 | [10 empty] | carpet |  | /cm^2 | 1000 |  |  | 0 | 6.5591
Rastogi 2010 Systematic evaluation of the efficacy of chlorine dioxide in decontamition of building interior surfaces contamited with anthrax spores |  | Fumigation | CFU | 10000000 |  |  | 1.69 | cm^2 | 0.000169 | m^2 |  |  | 0.1 | 1500 | ppmv |  |  | SD<1 | 25 | 5 | 75 | carpet | steady-state conditions | 180 |  | < | 0 | Lsurv |  |  |  |  | 6.2657 | >5 | [10 empty] | carpet |  | /cm^2 | 1500 |  |  | 0 | 6.2657
Rastogi 2010 Systematic evaluation of the efficacy of chlorine dioxide in decontamition of building interior surfaces contamited with anthrax spores |  | Fumigation | CFU | 10000000 |  |  | 1.69 | cm^2 | 0.000169 | m^2 |  |  | 0.1 | 1000 | ppmv |  |  | SD<1 | 25 | 5 | 75 | carpet | steady-state conditions | 300 |  | < | 0 | Lsurv |  |  |  |  | 6.5591 | >5 | [10 empty] | carpet |  | /cm^2 | 1000 |  |  | 0 | 6.5591
Rastogi 2010 Systematic evaluation of the efficacy of chlorine dioxide in decontamition of building interior surfaces contamited with anthrax spores |  | Fumigation | CFU | 10000000 |  |  | 1.69 | cm^2 | 0.000169 | m^2 |  |  | 0.1 | 1500 | ppmv |  |  | SD<1 | 25 | 5 | 75 | carpet | steady-state conditions | 300 |  | < | 0 | Lsurv |  |  |  |  | 6.2657 | >5 | [10 empty] | carpet |  | /cm^2 | 1500 |  |  | 0 | 6.2657
Rastogi 2010 Systematic evaluation of the efficacy of chlorine dioxide in decontamition of building interior surfaces contamited with anthrax spores |  | Fumigation | CFU | 10000000 |  |  | 1.69 | cm^2 | 0.000169 | m^2 |  |  | 0.1 | 1000 | ppmv |  |  | SD<1 | 25 | 5 | 75 | carpet | steady-state conditions | 420 |  | < | 0 | Lsurv |  |  |  |  | 6.5591 | >5 | [10 empty] | carpet |  | /cm^2 | 1000 |  |  | 0 | 6.5591
Rastogi 2010 Systematic evaluation of the efficacy of chlorine dioxide in decontamition of building interior surfaces contamited with anthrax spores |  | Fumigation | CFU | 10000000 |  |  | 1.69 | cm^2 | 0.000169 | m^2 |  |  | 0.1 | 1500 | ppmv |  |  | SD<1 | 25 | 5 | 75 | carpet | steady-state conditions | 420 |  | < | 0 | Lsurv |  |  |  |  | 6.2657 | >5 | [10 empty] | carpet |  | /cm^2 | 1500 |  |  | 0 | 6.2657
Rastogi 2010 Systematic evaluation of the efficacy of chlorine dioxide in decontamition of building interior surfaces contamited with anthrax spores |  | Fumigation | CFU | 10000000 |  |  | 1.69 | cm^2 | 0.000169 | m^2 |  |  | 0.1 | 1000 | ppmv |  |  | SD<1 | 25 | 5 | 75 | carpet | steady-state conditions | 540 |  | < | 0 | Lsurv |  |  |  |  | 6.5591 | >5 | [10 empty] | carpet |  | /cm^2 | 1000 |  |  | 0 | 6.5591
Rastogi 2010 Systematic evaluation of the efficacy of chlorine dioxide in decontamition of building interior surfaces contamited with anthrax spores |  | Fumigation | CFU | 10000000 |  |  | 1.69 | cm^2 | 0.000169 | m^2 |  |  | 0.1 | 1500 | ppmv |  |  | SD<1 | 25 | 5 | 75 | carpet | steady-state conditions | 540 |  | < | 0 | Lsurv |  |  |  |  | 6.2657 | >5 | [10 empty] | carpet |  | /cm^2 | 1500 |  |  | 0 | 6.2657
Rastogi 2010 Systematic evaluation of the efficacy of chlorine dioxide in decontamition of building interior surfaces contamited with anthrax spores |  | Fumigation | CFU | 10000000 |  |  | 1.69 | cm^2 | 0.000169 | m^2 |  |  | 0.1 | 1000 | ppmv |  |  | SD<1 | 25 | 5 | 75 | ceiling tile | steady-state conditions | 0 |  |  | 6.9801 | Lsurv |  |  |  |  | 6.9801 | >5 | [10 empty] | ceiling tile |  | /cm^2 | 1000 |  |  |  | 6.9801
Rastogi 2010 Systematic evaluation of the efficacy of chlorine dioxide in decontamition of building interior surfaces contamited with anthrax spores |  | Fumigation | CFU | 10000000 |  |  | 1.69 | cm^2 | 0.000169 | m^2 |  |  | 0.1 | 1500 | ppmv |  |  | SD<1 | 25 | 5 | 75 | ceiling tile | steady-state conditions | 0 |  |  | 6.9006 | Lsurv |  |  |  |  | 6.9006 | >5 | [10 empty] | ceiling tile |  | /cm^2 | 1500 |  |  |  | 6.9006
Rastogi 2010 Systematic evaluation of the efficacy of chlorine dioxide in decontamition of building interior surfaces contamited with anthrax spores |  | Fumigation | CFU | 10000000 |  |  | 1.69 | cm^2 | 0.000169 | m^2 |  |  | 0.1 | 1000 | ppmv |  |  | SD<1 | 25 | 5 | 75 | ceiling tile | steady-state conditions | 30 |  |  | 3.8977 | Lsurv |  |  |  |  | 6.9801 | >5 | [10 empty] | ceiling tile |  | /cm^2 | 1000 |  |  |  | 6.9801
Rastogi 2010 Systematic evaluation of the efficacy of chlorine dioxide in decontamition of building interior surfaces contamited with anthrax spores |  | Fumigation | CFU | 10000000 |  |  | 1.69 | cm^2 | 0.000169 | m^2 |  |  | 0.1 | 1500 | ppmv |  |  | SD<1 | 25 | 5 | 75 | ceiling tile | steady-state conditions | 30 |  |  | 2.9034 | Lsurv |  |  |  |  | 6.9006 | >5 | [10 empty] | ceiling tile |  | /cm^2 | 1500 |  |  |  | 6.9006
Rastogi 2010 Systematic evaluation of the efficacy of chlorine dioxide in decontamition of building interior surfaces contamited with anthrax spores |  | Fumigation | CFU | 10000000 |  |  | 1.69 | cm^2 | 0.000169 | m^2 |  |  | 0.1 | 1000 | ppmv |  |  | SD<1 | 25 | 5 | 75 | ceiling tile | steady-state conditions | 60 |  |  | 2.7443 | Lsurv |  |  |  |  | 6.9801 | >5 | [10 empty] | ceiling tile |  | /cm^2 | 1000 |  |  |  | 6.9801
Rastogi 2010 Systematic evaluation of the efficacy of chlorine dioxide in decontamition of building interior surfaces contamited with anthrax spores |  | Fumigation | CFU | 10000000 |  |  | 1.69 | cm^2 | 0.000169 | m^2 |  |  | 0.1 | 1500 | ppmv |  |  | SD<1 | 25 | 5 | 75 | ceiling tile | steady-state conditions | 60 |  |  | 1.1335 | Lsurv |  |  |  |  | 6.9006 | >5 | [10 empty] | ceiling tile |  | /cm^2 | 1500 |  |  |  | 6.9006
Rastogi 2010 Systematic evaluation of the efficacy of chlorine dioxide in decontamition of building interior surfaces contamited with anthrax spores |  | Fumigation | CFU | 10000000 |  |  | 1.69 | cm^2 | 0.000169 | m^2 |  |  | 0.1 | 1000 | ppmv |  |  | SD<1 | 25 | 5 | 75 | ceiling tile | steady-state conditions | 120 |  |  | 0.81534 | Lsurv |  |  |  |  | 6.9801 | >5 | [10 empty] | ceiling tile |  | /cm^2 | 1000 |  |  |  | 6.9801
Rastogi 2010 Systematic evaluation of the efficacy of chlorine dioxide in decontamition of building interior surfaces contamited with anthrax spores |  | Fumigation | CFU | 10000000 |  |  | 1.69 | cm^2 | 0.000169 | m^2 |  |  | 0.1 | 1500 | ppmv |  |  | SD<1 | 25 | 5 | 75 | ceiling tile | steady-state conditions | 120 |  |  | 0.35795 | Lsurv |  |  |  |  | 6.9006 | >5 | [10 empty] | ceiling tile |  | /cm^2 | 1500 |  |  |  | 6.9006
Rastogi 2010 Systematic evaluation of the efficacy of chlorine dioxide in decontamition of building interior surfaces contamited with anthrax spores |  | Fumigation | CFU | 10000000 |  |  | 1.69 | cm^2 | 0.000169 | m^2 |  |  | 0.1 | 1000 | ppmv |  |  | SD<1 | 25 | 5 | 75 | ceiling tile | steady-state conditions | 180 |  |  | 0.23864 | Lsurv |  |  |  |  | 6.9801 | >5 | [10 empty] | ceiling tile |  | /cm^2 | 1000 |  |  |  | 6.9801
Rastogi 2010 Systematic evaluation of the efficacy of chlorine dioxide in decontamition of building interior surfaces contamited with anthrax spores |  | Fumigation | CFU | 10000000 |  |  | 1.69 | cm^2 | 0.000169 | m^2 |  |  | 0.1 | 1500 | ppmv |  |  | SD<1 | 25 | 5 | 75 | ceiling tile | steady-state conditions | 180 |  | < | 0 | Lsurv |  |  |  |  | 6.9006 | >5 | [10 empty] | ceiling tile |  | /cm^2 | 1500 |  |  | 0 | 6.9006
Rastogi 2010 Systematic evaluation of the efficacy of chlorine dioxide in decontamition of building interior surfaces contamited with anthrax spores |  | Fumigation | CFU | 10000000 |  |  | 1.69 | cm^2 | 0.000169 | m^2 |  |  | 0.1 | 1000 | ppmv |  |  | SD<1 | 25 | 5 | 75 | ceiling tile | steady-state conditions | 300 |  | < | 0 | Lsurv |  |  |  |  | 6.9801 | >5 | [10 empty] | ceiling tile |  | /cm^2 | 1000 |  |  | 0 | 6.9801
Rastogi 2010 Systematic evaluation of the efficacy of chlorine dioxide in decontamition of building interior surfaces contamited with anthrax spores |  | Fumigation | CFU | 10000000 |  |  | 1.69 | cm^2 | 0.000169 | m^2 |  |  | 0.1 | 1500 | ppmv |  |  | SD<1 | 25 | 5 | 75 | ceiling tile | steady-state conditions | 300 |  | < | 0 | Lsurv |  |  |  |  | 6.9006 | >5 | [10 empty] | ceiling tile |  | /cm^2 | 1500 |  |  | 0 | 6.9006
Rastogi 2010 Systematic evaluation of the efficacy of chlorine dioxide in decontamition of building interior surfaces contamited with anthrax spores |  | Fumigation | CFU | 10000000 |  |  | 1.69 | cm^2 | 0.000169 | m^2 |  |  | 0.1 | 1000 | ppmv |  |  | SD<1 | 25 | 5 | 75 | ceiling tile | steady-state conditions | 420 |  | < | 0 | Lsurv |  |  |  |  | 6.9801 | >5 | [10 empty] | ceiling tile |  | /cm^2 | 1000 |  |  | 0 | 6.9801
Rastogi 2010 Systematic evaluation of the efficacy of chlorine dioxide in decontamition of building interior surfaces contamited with anthrax spores |  | Fumigation | CFU | 10000000 |  |  | 1.69 | cm^2 | 0.000169 | m^2 |  |  | 0.1 | 1500 | ppmv |  |  | SD<1 | 25 | 5 | 75 | ceiling tile | steady-state conditions | 420 |  |  | 0.099432 | Lsurv |  |  |  |  | 6.9006 | >5 | [10 empty] | ceiling tile |  | /cm^2 | 1500 |  |  |  | 6.9006
Rastogi 2010 Systematic evaluation of the efficacy of chlorine dioxide in decontamition of building interior surfaces contamited with anthrax spores |  | Fumigation | CFU | 10000000 |  |  | 1.69 | cm^2 | 0.000169 | m^2 |  |  | 0.1 | 1000 | ppmv |  |  | SD<1 | 25 | 5 | 75 | ceiling tile | steady-state conditions | 540 |  | < | 0 | Lsurv |  |  |  |  | 6.9801 | >5 | [10 empty] | ceiling tile |  | /cm^2 | 1000 |  |  | 0 | 6.9801
Rastogi 2010 Systematic evaluation of the efficacy of chlorine dioxide in decontamition of building interior surfaces contamited with anthrax spores |  | Fumigation | CFU | 10000000 |  |  | 1.69 | cm^2 | 0.000169 | m^2 |  |  | 0.1 | 1500 | ppmv |  |  | SD<1 | 25 | 5 | 75 | ceiling tile | steady-state conditions | 540 |  | < | 0 | Lsurv |  |  |  |  | 6.9006 | >5 | [10 empty] | ceiling tile |  | /cm^2 | 1500 |  |  | 0 | 6.9006
Rastogi 2010 Systematic evaluation of the efficacy of chlorine dioxide in decontamition of building interior surfaces contamited with anthrax spores |  | Fumigation | CFU | 10000000 |  |  | 1.69 | cm^2 | 0.000169 | m^2 |  |  | 0.1 | 1000 | ppmv |  |  | SD<1 | 25 | 5 | 75 | cinder block | steady-state conditions | 0 |  |  | 6.7423 | Lsurv |  |  |  |  | 6.7423 | >5 | [10 empty] | concrete |  | /cm^2 | 1000 |  |  |  | 6.7423
Rastogi 2010 Systematic evaluation of the efficacy of chlorine dioxide in decontamition of building interior surfaces contamited with anthrax spores |  | Fumigation | CFU | 10000000 |  |  | 1.69 | cm^2 | 0.000169 | m^2 |  |  | 0.1 | 1500 | ppmv |  |  | SD<1 | 25 | 5 | 75 | cinder block | steady-state conditions | 0 |  |  | 6.5061 | Lsurv |  |  |  |  | 6.5061 | >5 | [10 empty] | concrete |  | /cm^2 | 1500 |  |  |  | 6.5061
Rastogi 2010 Systematic evaluation of the efficacy of chlorine dioxide in decontamition of building interior surfaces contamited with anthrax spores |  | Fumigation | CFU | 10000000 |  |  | 1.69 | cm^2 | 0.000169 | m^2 |  |  | 0.1 | 1000 | ppmv |  |  | SD<1 | 25 | 5 | 75 | cinder block | steady-state conditions | 30 |  |  | 3.7791 | Lsurv |  |  |  |  | 6.7423 | >5 | [10 empty] | concrete |  | /cm^2 | 1000 |  |  |  | 6.7423
Rastogi 2010 Systematic evaluation of the efficacy of chlorine dioxide in decontamition of building interior surfaces contamited with anthrax spores |  | Fumigation | CFU | 10000000 |  |  | 1.69 | cm^2 | 0.000169 | m^2 |  |  | 0.1 | 1500 | ppmv |  |  | SD<1 | 25 | 5 | 75 | cinder block | steady-state conditions | 30 |  |  | 1.8252 | Lsurv |  |  |  |  | 6.5061 | >5 | [10 empty] | concrete |  | /cm^2 | 1500 |  |  |  | 6.5061
Rastogi 2010 Systematic evaluation of the efficacy of chlorine dioxide in decontamition of building interior surfaces contamited with anthrax spores |  | Fumigation | CFU | 10000000 |  |  | 1.69 | cm^2 | 0.000169 | m^2 |  |  | 0.1 | 1000 | ppmv |  |  | SD<1 | 25 | 5 | 75 | cinder block | steady-state conditions | 60 |  |  | 2.7699 | Lsurv |  |  |  |  | 6.7423 | >5 | [10 empty] | concrete |  | /cm^2 | 1000 |  |  |  | 6.7423
Rastogi 2010 Systematic evaluation of the efficacy of chlorine dioxide in decontamition of building interior surfaces contamited with anthrax spores |  | Fumigation | CFU | 10000000 |  |  | 1.69 | cm^2 | 0.000169 | m^2 |  |  | 0.1 | 1500 | ppmv |  |  | SD<1 | 25 | 5 | 75 | cinder block | steady-state conditions | 60 |  |  | 1.9755 | Lsurv |  |  |  |  | 6.5061 | >5 | [10 empty] | concrete |  | /cm^2 | 1500 |  |  |  | 6.5061
Rastogi 2010 Systematic evaluation of the efficacy of chlorine dioxide in decontamition of building interior surfaces contamited with anthrax spores |  | Fumigation | CFU | 10000000 |  |  | 1.69 | cm^2 | 0.000169 | m^2 |  |  | 0.1 | 1000 | ppmv |  |  | SD<1 | 25 | 5 | 75 | cinder block | steady-state conditions | 120 |  |  | 0.66564 | Lsurv |  |  |  |  | 6.7423 | >5 | [10 empty] | concrete |  | /cm^2 | 1000 |  |  |  | 6.7423
Rastogi 2010 Systematic evaluation of the efficacy of chlorine dioxide in decontamition of building interior surfaces contamited with anthrax spores |  | Fumigation | CFU | 10000000 |  |  | 1.69 | cm^2 | 0.000169 | m^2 |  |  | 0.1 | 1500 | ppmv |  |  | SD<1 | 25 | 5 | 75 | cinder block | steady-state conditions | 120 |  |  | 0.68712 | Lsurv |  |  |  |  | 6.5061 | >5 | [10 empty] | concrete |  | /cm^2 | 1500 |  |  |  | 6.5061
Rastogi 2010 Systematic evaluation of the efficacy of chlorine dioxide in decontamition of building interior surfaces contamited with anthrax spores |  | Fumigation | CFU | 10000000 |  |  | 1.69 | cm^2 | 0.000169 | m^2 |  |  | 0.1 | 1000 | ppmv |  |  | SD<1 | 25 | 5 | 75 | cinder block | steady-state conditions | 180 |  |  | 0.32209 | Lsurv |  |  |  |  | 6.7423 | >5 | [10 empty] | concrete |  | /cm^2 | 1000 |  |  |  | 6.7423
Rastogi 2010 Systematic evaluation of the efficacy of chlorine dioxide in decontamition of building interior surfaces contamited with anthrax spores |  | Fumigation | CFU | 10000000 |  |  | 1.69 | cm^2 | 0.000169 | m^2 |  |  | 0.1 | 1500 | ppmv |  |  | SD<1 | 25 | 5 | 75 | cinder block | steady-state conditions | 180 |  |  | 0.15031 | Lsurv |  |  |  |  | 6.5061 | >5 | [10 empty] | concrete |  | /cm^2 | 1500 |  |  |  | 6.5061
Rastogi 2010 Systematic evaluation of the efficacy of chlorine dioxide in decontamition of building interior surfaces contamited with anthrax spores |  | Fumigation | CFU | 10000000 |  |  | 1.69 | cm^2 | 0.000169 | m^2 |  |  | 0.1 | 1000 | ppmv |  |  | SD<1 | 25 | 5 | 75 | cinder block | steady-state conditions | 300 |  | < | 0 | Lsurv |  |  |  |  | 6.7423 | >5 | [10 empty] | concrete |  | /cm^2 | 1000 |  |  | 0 | 6.7423
Rastogi 2010 Systematic evaluation of the efficacy of chlorine dioxide in decontamition of building interior surfaces contamited with anthrax spores |  | Fumigation | CFU | 10000000 |  |  | 1.69 | cm^2 | 0.000169 | m^2 |  |  | 0.1 | 1500 | ppmv |  |  | SD<1 | 25 | 5 | 75 | cinder block | steady-state conditions | 300 |  |  | 0.51534 | Lsurv |  |  |  |  | 6.5061 | >5 | [10 empty] | concrete |  | /cm^2 | 1500 |  |  |  | 6.5061
Rastogi 2010 Systematic evaluation of the efficacy of chlorine dioxide in decontamition of building interior surfaces contamited with anthrax spores |  | Fumigation | CFU | 10000000 |  |  | 1.69 | cm^2 | 0.000169 | m^2 |  |  | 0.1 | 1000 | ppmv |  |  | SD<1 | 25 | 5 | 75 | cinder block | steady-state conditions | 420 |  |  | 0.53681 | Lsurv |  |  |  |  | 6.7423 | >5 | [10 empty] | concrete |  | /cm^2 | 1000 |  |  |  | 6.7423
Rastogi 2010 Systematic evaluation of the efficacy of chlorine dioxide in decontamition of building interior surfaces contamited with anthrax spores |  | Fumigation | CFU | 10000000 |  |  | 1.69 | cm^2 | 0.000169 | m^2 |  |  | 0.1 | 1500 | ppmv |  |  | SD<1 | 25 | 5 | 75 | cinder block | steady-state conditions | 420 |  | < | 0 | Lsurv |  |  |  |  | 6.5061 | >5 | [10 empty] | concrete |  | /cm^2 | 1500 |  |  | 0 | 6.5061
Rastogi 2010 Systematic evaluation of the efficacy of chlorine dioxide in decontamition of building interior surfaces contamited with anthrax spores |  | Fumigation | CFU | 10000000 |  |  | 1.69 | cm^2 | 0.000169 | m^2 |  |  | 0.1 | 1000 | ppmv |  |  | SD<1 | 25 | 5 | 75 | cinder block | steady-state conditions | 540 |  | < | 0 | Lsurv |  |  |  |  | 6.7423 | >5 | [10 empty] | concrete |  | /cm^2 | 1000 |  |  | 0 | 6.7423
Rastogi 2010 Systematic evaluation of the efficacy of chlorine dioxide in decontamition of building interior surfaces contamited with anthrax spores |  | Fumigation | CFU | 10000000 |  |  | 1.69 | cm^2 | 0.000169 | m^2 |  |  | 0.1 | 1500 | ppmv |  |  | SD<1 | 25 | 5 | 75 | cinder block | steady-state conditions | 540 |  | < | 0 | Lsurv |  |  |  |  | 6.5061 | >5 | [10 empty] | concrete |  | /cm^2 | 1500 |  |  | 0 | 6.5061
Rastogi 2010 Systematic evaluation of the efficacy of chlorine dioxide in decontamition of building interior surfaces contamited with anthrax spores |  | Fumigation | CFU | 10000000 |  |  | 1.69 | cm^2 | 0.000169 | m^2 |  |  | 0.1 | 1000 | ppmv |  |  | SD<1 | 25 | 5 | 75 | painted I-beam steel | steady-state conditions | 0 |  |  | 6.6754 | Lsurv |  |  |  |  | 6.6754 | >5 | [12 empty] | /cm^2 | 1000 |  |  |  | 6.6754
Rastogi 2010 Systematic evaluation of the efficacy of chlorine dioxide in decontamition of building interior surfaces contamited with anthrax spores |  | Fumigation | CFU | 10000000 |  |  | 1.69 | cm^2 | 0.000169 | m^2 |  |  | 0.1 | 1500 | ppmv |  |  | SD<1 | 25 | 5 | 75 | painted I-beam steel | steady-state conditions | 0 |  |  | 6.4725 | Lsurv |  |  |  |  | 6.4725 | >5 | [12 empty] | /cm^2 | 1500 |  |  |  | 6.4725
Rastogi 2010 Systematic evaluation of the efficacy of chlorine dioxide in decontamition of building interior surfaces contamited with anthrax spores |  | Fumigation | CFU | 10000000 |  |  | 1.69 | cm^2 | 0.000169 | m^2 |  |  | 0.1 | 1000 | ppmv |  |  | SD<1 | 25 | 5 | 75 | painted I-beam steel | steady-state conditions | 30 |  |  | 4.8087 | Lsurv |  |  |  |  | 6.6754 | >5 | [12 empty] | /cm^2 | 1000 |  |  |  | 6.6754
Rastogi 2010 Systematic evaluation of the efficacy of chlorine dioxide in decontamition of building interior surfaces contamited with anthrax spores |  | Fumigation | CFU | 10000000 |  |  | 1.69 | cm^2 | 0.000169 | m^2 |  |  | 0.1 | 1500 | ppmv |  |  | SD<1 | 25 | 5 | 75 | painted I-beam steel | steady-state conditions | 30 |  |  | 3.0435 | Lsurv |  |  |  |  | 6.4725 | >5 | [12 empty] | /cm^2 | 1500 |  |  |  | 6.4725
Rastogi 2010 Systematic evaluation of the efficacy of chlorine dioxide in decontamition of building interior surfaces contamited with anthrax spores |  | Fumigation | CFU | 10000000 |  |  | 1.69 | cm^2 | 0.000169 | m^2 |  |  | 0.1 | 1000 | ppmv |  |  | SD<1 | 25 | 5 | 75 | painted I-beam steel | steady-state conditions | 60 |  |  | 3.0232 | Lsurv |  |  |  |  | 6.6754 | >5 | [12 empty] | /cm^2 | 1000 |  |  |  | 6.6754
Rastogi 2010 Systematic evaluation of the efficacy of chlorine dioxide in decontamition of building interior surfaces contamited with anthrax spores |  | Fumigation | CFU | 10000000 |  |  | 1.69 | cm^2 | 0.000169 | m^2 |  |  | 0.1 | 1500 | ppmv |  |  | SD<1 | 25 | 5 | 75 | painted I-beam steel | steady-state conditions | 60 |  |  | 1.7246 | Lsurv |  |  |  |  | 6.4725 | >5 | [12 empty] | /cm^2 | 1500 |  |  |  | 6.4725
Rastogi 2010 Systematic evaluation of the efficacy of chlorine dioxide in decontamition of building interior surfaces contamited with anthrax spores |  | Fumigation | CFU | 10000000 |  |  | 1.69 | cm^2 | 0.000169 | m^2 |  |  | 0.1 | 1000 | ppmv |  |  | SD<1 | 25 | 5 | 75 | painted I-beam steel | steady-state conditions | 120 |  |  | 1.6638 | Lsurv |  |  |  |  | 6.6754 | >5 | [12 empty] | /cm^2 | 1000 |  |  |  | 6.6754
Rastogi 2010 Systematic evaluation of the efficacy of chlorine dioxide in decontamition of building interior surfaces contamited with anthrax spores |  | Fumigation | CFU | 10000000 |  |  | 1.69 | cm^2 | 0.000169 | m^2 |  |  | 0.1 | 1500 | ppmv |  |  | SD<1 | 25 | 5 | 75 | painted I-beam steel | steady-state conditions | 120 |  |  | 0.85217 | Lsurv |  |  |  |  | 6.4725 | >5 | [12 empty] | /cm^2 | 1500 |  |  |  | 6.4725
Rastogi 2010 Systematic evaluation of the efficacy of chlorine dioxide in decontamition of building interior surfaces contamited with anthrax spores |  | Fumigation | CFU | 10000000 |  |  | 1.69 | cm^2 | 0.000169 | m^2 |  |  | 0.1 | 1000 | ppmv |  |  | SD<1 | 25 | 5 | 75 | painted I-beam steel | steady-state conditions | 180 |  |  | 0.36522 | Lsurv |  |  |  |  | 6.6754 | >5 | [12 empty] | /cm^2 | 1000 |  |  |  | 6.6754
Rastogi 2010 Systematic evaluation of the efficacy of chlorine dioxide in decontamition of building interior surfaces contamited with anthrax spores |  | Fumigation | CFU | 10000000 |  |  | 1.69 | cm^2 | 0.000169 | m^2 |  |  | 0.1 | 1500 | ppmv |  |  | SD<1 | 25 | 5 | 75 | painted I-beam steel | steady-state conditions | 180 |  |  | 1.1971 | Lsurv |  |  |  |  | 6.4725 | >5 | [12 empty] | /cm^2 | 1500 |  |  |  | 6.4725
Rastogi 2010 Systematic evaluation of the efficacy of chlorine dioxide in decontamition of building interior surfaces contamited with anthrax spores |  | Fumigation | CFU | 10000000 |  |  | 1.69 | cm^2 | 0.000169 | m^2 |  |  | 0.1 | 1000 | ppmv |  |  | SD<1 | 25 | 5 | 75 | painted I-beam steel | steady-state conditions | 300 |  |  | 0.26377 | Lsurv |  |  |  |  | 6.6754 | >5 | [12 empty] | /cm^2 | 1000 |  |  |  | 6.6754
Rastogi 2010 Systematic evaluation of the efficacy of chlorine dioxide in decontamition of building interior surfaces contamited with anthrax spores |  | Fumigation | CFU | 10000000 |  |  | 1.69 | cm^2 | 0.000169 | m^2 |  |  | 0.1 | 1500 | ppmv |  |  | SD<1 | 25 | 5 | 75 | painted I-beam steel | steady-state conditions | 300 |  |  | 0.36522 | Lsurv |  |  |  |  | 6.4725 | >5 | [12 empty] | /cm^2 | 1500 |  |  |  | 6.4725
Rastogi 2010 Systematic evaluation of the efficacy of chlorine dioxide in decontamition of building interior surfaces contamited with anthrax spores |  | Fumigation | CFU | 10000000 |  |  | 1.69 | cm^2 | 0.000169 | m^2 |  |  | 0.1 | 1000 | ppmv |  |  | SD<1 | 25 | 5 | 75 | painted I-beam steel | steady-state conditions | 420 |  |  | 0.42609 | Lsurv |  |  |  |  | 6.6754 | >5 | [12 empty] | /cm^2 | 1000 |  |  |  | 6.6754
Rastogi 2010 Systematic evaluation of the efficacy of chlorine dioxide in decontamition of building interior surfaces contamited with anthrax spores |  | Fumigation | CFU | 10000000 |  |  | 1.69 | cm^2 | 0.000169 | m^2 |  |  | 0.1 | 1500 | ppmv |  |  | SD<1 | 25 | 5 | 75 | painted I-beam steel | steady-state conditions | 420 |  |  | 1.887 | Lsurv |  |  |  |  | 6.4725 | >5 | [12 empty] | /cm^2 | 1500 |  |  |  | 6.4725
Rastogi 2010 Systematic evaluation of the efficacy of chlorine dioxide in decontamition of building interior surfaces contamited with anthrax spores |  | Fumigation | CFU | 10000000 |  |  | 1.69 | cm^2 | 0.000169 | m^2 |  |  | 0.1 | 1000 | ppmv |  |  | SD<1 | 25 | 5 | 75 | painted I-beam steel | steady-state conditions | 540 |  |  | 0.18261 | Lsurv |  |  |  |  | 6.6754 | >5 | [12 empty] | /cm^2 | 1000 |  |  |  | 6.6754
Rastogi 2010 Systematic evaluation of the efficacy of chlorine dioxide in decontamition of building interior surfaces contamited with anthrax spores |  | Fumigation | CFU | 10000000 |  |  | 1.69 | cm^2 | 0.000169 | m^2 |  |  | 0.1 | 1500 | ppmv |  |  | SD<1 | 25 | 5 | 75 | painted I-beam steel | steady-state conditions | 540 |  | < | 0 | Lsurv |  |  |  |  | 6.4725 | >5 | [12 empty] | /cm^2 | 1500 |  |  | 0 | 6.4725
Rastogi 2010 Systematic evaluation of the efficacy of chlorine dioxide in decontamition of building interior surfaces contamited with anthrax spores |  | Fumigation | CFU | 10000000 |  |  | 1.69 | cm^2 | 0.000169 | m^2 |  |  | 0.1 | 1000 | ppmv |  |  | SD<1 | 25 | 5 | 75 | painted wallboard | steady-state conditions | 0 |  |  | 6.7761 | Lsurv |  |  |  |  | 6.7761 | >5 | [10 empty] | wallboard |  | /cm^2 | 1000 |  |  |  | 6.7761
Rastogi 2010 Systematic evaluation of the efficacy of chlorine dioxide in decontamition of building interior surfaces contamited with anthrax spores |  | Fumigation | CFU | 10000000 |  |  | 1.69 | cm^2 | 0.000169 | m^2 |  |  | 0.1 | 1500 | ppmv |  |  | SD<1 | 25 | 5 | 75 | painted wallboard | steady-state conditions | 0 |  |  | 6.3048 | Lsurv |  |  |  |  | 6.3048 | >5 | [10 empty] | wallboard |  | /cm^2 | 1500 |  |  |  | 6.3048
Rastogi 2010 Systematic evaluation of the efficacy of chlorine dioxide in decontamition of building interior surfaces contamited with anthrax spores |  | Fumigation | CFU | 10000000 |  |  | 1.69 | cm^2 | 0.000169 | m^2 |  |  | 0.1 | 1000 | ppmv |  |  | SD<1 | 25 | 5 | 75 | painted wallboard | steady-state conditions | 30 |  |  | 5.2001 | Lsurv |  |  |  |  | 6.7761 | >5 | [10 empty] | wallboard |  | /cm^2 | 1000 |  |  |  | 6.7761
Rastogi 2010 Systematic evaluation of the efficacy of chlorine dioxide in decontamition of building interior surfaces contamited with anthrax spores |  | Fumigation | CFU | 10000000 |  |  | 1.69 | cm^2 | 0.000169 | m^2 |  |  | 0.1 | 1500 | ppmv |  |  | SD<1 | 25 | 5 | 75 | painted wallboard | steady-state conditions | 30 |  |  | 3.9692 | Lsurv |  |  |  |  | 6.3048 | >5 | [10 empty] | wallboard |  | /cm^2 | 1500 |  |  |  | 6.3048
Rastogi 2010 Systematic evaluation of the efficacy of chlorine dioxide in decontamition of building interior surfaces contamited with anthrax spores |  | Fumigation | CFU | 10000000 |  |  | 1.69 | cm^2 | 0.000169 | m^2 |  |  | 0.1 | 1000 | ppmv |  |  | SD<1 | 25 | 5 | 75 | painted wallboard | steady-state conditions | 60 |  |  | 4.1784 | Lsurv |  |  |  |  | 6.7761 | >5 | [10 empty] | wallboard |  | /cm^2 | 1000 |  |  |  | 6.7761
Rastogi 2010 Systematic evaluation of the efficacy of chlorine dioxide in decontamition of building interior surfaces contamited with anthrax spores |  | Fumigation | CFU | 10000000 |  |  | 1.69 | cm^2 | 0.000169 | m^2 |  |  | 0.1 | 1500 | ppmv |  |  | SD<1 | 25 | 5 | 75 | painted wallboard | steady-state conditions | 60 |  |  | 2.7423 | Lsurv |  |  |  |  | 6.3048 | >5 | [10 empty] | wallboard |  | /cm^2 | 1500 |  |  |  | 6.3048
Rastogi 2010 Systematic evaluation of the efficacy of chlorine dioxide in decontamition of building interior surfaces contamited with anthrax spores |  | Fumigation | CFU | 10000000 |  |  | 1.69 | cm^2 | 0.000169 | m^2 |  |  | 0.1 | 1000 | ppmv |  |  | SD<1 | 25 | 5 | 75 | painted wallboard | steady-state conditions | 120 |  |  | 2.7667 | Lsurv |  |  |  |  | 6.7761 | >5 | [10 empty] | wallboard |  | /cm^2 | 1000 |  |  |  | 6.7761
Rastogi 2010 Systematic evaluation of the efficacy of chlorine dioxide in decontamition of building interior surfaces contamited with anthrax spores |  | Fumigation | CFU | 10000000 |  |  | 1.69 | cm^2 | 0.000169 | m^2 |  |  | 0.1 | 1500 | ppmv |  |  | SD<1 | 25 | 5 | 75 | painted wallboard | steady-state conditions | 120 |  |  | 1.1458 | Lsurv |  |  |  |  | 6.3048 | >5 | [10 empty] | wallboard |  | /cm^2 | 1500 |  |  |  | 6.3048
Rastogi 2010 Systematic evaluation of the efficacy of chlorine dioxide in decontamition of building interior surfaces contamited with anthrax spores |  | Fumigation | CFU | 10000000 |  |  | 1.69 | cm^2 | 0.000169 | m^2 |  |  | 0.1 | 1000 | ppmv |  |  | SD<1 | 25 | 5 | 75 | painted wallboard | steady-state conditions | 180 |  |  | 0.75958 | Lsurv |  |  |  |  | 6.7761 | >5 | [10 empty] | wallboard |  | /cm^2 | 1000 |  |  |  | 6.7761
Rastogi 2010 Systematic evaluation of the efficacy of chlorine dioxide in decontamition of building interior surfaces contamited with anthrax spores |  | Fumigation | CFU | 10000000 |  |  | 1.69 | cm^2 | 0.000169 | m^2 |  |  | 0.1 | 1500 | ppmv |  |  | SD<1 | 25 | 5 | 75 | painted wallboard | steady-state conditions | 180 |  |  | 1.7664 | Lsurv |  |  |  |  | 6.3048 | >5 | [10 empty] | wallboard |  | /cm^2 | 1500 |  |  |  | 6.3048
Rastogi 2010 Systematic evaluation of the efficacy of chlorine dioxide in decontamition of building interior surfaces contamited with anthrax spores |  | Fumigation | CFU | 10000000 |  |  | 1.69 | cm^2 | 0.000169 | m^2 |  |  | 0.1 | 1000 | ppmv |  |  | SD<1 | 25 | 5 | 75 | painted wallboard | steady-state conditions | 300 |  |  | 0.27156 | Lsurv |  |  |  |  | 6.7761 | >5 | [10 empty] | wallboard |  | /cm^2 | 1000 |  |  |  | 6.7761
Rastogi 2010 Systematic evaluation of the efficacy of chlorine dioxide in decontamition of building interior surfaces contamited with anthrax spores |  | Fumigation | CFU | 10000000 |  |  | 1.69 | cm^2 | 0.000169 | m^2 |  |  | 0.1 | 1500 | ppmv |  |  | SD<1 | 25 | 5 | 75 | painted wallboard | steady-state conditions | 300 |  |  | 0.25199 | Lsurv |  |  |  |  | 6.3048 | >5 | [10 empty] | wallboard |  | /cm^2 | 1500 |  |  |  | 6.3048
Rastogi 2010 Systematic evaluation of the efficacy of chlorine dioxide in decontamition of building interior surfaces contamited with anthrax spores |  | Fumigation | CFU | 10000000 |  |  | 1.69 | cm^2 | 0.000169 | m^2 |  |  | 0.1 | 1000 | ppmv |  |  | SD<1 | 25 | 5 | 75 | painted wallboard | steady-state conditions | 420 |  |  | 0.27631 | Lsurv |  |  |  |  | 6.7761 | >5 | [10 empty] | wallboard |  | /cm^2 | 1000 |  |  |  | 6.7761
Rastogi 2010 Systematic evaluation of the efficacy of chlorine dioxide in decontamition of building interior surfaces contamited with anthrax spores |  | Fumigation | CFU | 10000000 |  |  | 1.69 | cm^2 | 0.000169 | m^2 |  |  | 0.1 | 1500 | ppmv |  |  | SD<1 | 25 | 5 | 75 | painted wallboard | steady-state conditions | 420 |  |  | 0.29762 | Lsurv |  |  |  |  | 6.3048 | >5 | [10 empty] | wallboard |  | /cm^2 | 1500 |  |  |  | 6.3048
Rastogi 2010 Systematic evaluation of the efficacy of chlorine dioxide in decontamition of building interior surfaces contamited with anthrax spores |  | Fumigation | CFU | 10000000 |  |  | 1.69 | cm^2 | 0.000169 | m^2 |  |  | 0.1 | 1000 | ppmv |  |  | SD<1 | 25 | 5 | 75 | painted wallboard | steady-state conditions | 540 |  | < | 0 | Lsurv |  |  |  |  | 6.7761 | >5 | [10 empty] | wallboard |  | /cm^2 | 1000 |  |  | 0 | 6.7761
Rastogi 2010 Systematic evaluation of the efficacy of chlorine dioxide in decontamition of building interior surfaces contamited with anthrax spores |  | Fumigation | CFU | 10000000 |  |  | 1.69 | cm^2 | 0.000169 | m^2 |  |  | 0.1 | 1500 | ppmv |  |  | SD<1 | 25 | 5 | 75 | painted wallboard | steady-state conditions | 540 |  | < | 0 | Lsurv |  |  |  |  | 6.3048 | >5 | [10 empty] | wallboard |  | /cm^2 | 1500 |  |  | 0 | 6.3048
Rastogi 2010 Systematic evaluation of the efficacy of chlorine dioxide in decontamition of building interior surfaces contamited with anthrax spores |  | Fumigation | CFU | 10000000 |  |  | 1.69 | cm^2 | 0.000169 | m^2 |  |  | 0.1 | 1000 | ppmv |  |  | SD<1 | 25 | 5 | 75 | Wood | steady-state conditions | 0 |  |  | 6.8555 | Lsurv |  |  |  |  | 6.8555 | >5 | [10 empty] | wood |  | /cm^2 | 1000 |  |  |  | 6.8555
Rastogi 2010 Systematic evaluation of the efficacy of chlorine dioxide in decontamition of building interior surfaces contamited with anthrax spores |  | Fumigation | CFU | 10000000 |  |  | 1.69 | cm^2 | 0.000169 | m^2 |  |  | 0.1 | 1500 | ppmv |  |  | SD<1 | 25 | 5 | 75 | Wood | steady-state conditions | 0 |  |  | 6.8555 | Lsurv |  |  |  |  | 6.8555 | >5 | [10 empty] | wood |  | /cm^2 | 1500 |  |  |  | 6.8555
Rastogi 2010 Systematic evaluation of the efficacy of chlorine dioxide in decontamition of building interior surfaces contamited with anthrax spores |  | Fumigation | CFU | 10000000 |  |  | 1.69 | cm^2 | 0.000169 | m^2 |  |  | 0.1 | 1000 | ppmv |  |  | SD<1 | 25 | 5 | 75 | Wood | steady-state conditions | 30 |  |  | 5.6165 | Lsurv |  |  |  |  | 6.8555 | >5 | [10 empty] | wood |  | /cm^2 | 1000 |  |  |  | 6.8555
Rastogi 2010 Systematic evaluation of the efficacy of chlorine dioxide in decontamition of building interior surfaces contamited with anthrax spores |  | Fumigation | CFU | 10000000 |  |  | 1.69 | cm^2 | 0.000169 | m^2 |  |  | 0.1 | 1500 | ppmv |  |  | SD<1 | 25 | 5 | 75 | Wood | steady-state conditions | 30 |  |  | 5.1829 | Lsurv |  |  |  |  | 6.8555 | >5 | [10 empty] | wood |  | /cm^2 | 1500 |  |  |  | 6.8555
Rastogi 2010 Systematic evaluation of the efficacy of chlorine dioxide in decontamition of building interior surfaces contamited with anthrax spores |  | Fumigation | CFU | 10000000 |  |  | 1.69 | cm^2 | 0.000169 | m^2 |  |  | 0.1 | 1000 | ppmv |  |  | SD<1 | 25 | 5 | 75 | Wood | steady-state conditions | 60 |  |  | 5.1003 | Lsurv |  |  |  |  | 6.8555 | >5 | [10 empty] | wood |  | /cm^2 | 1000 |  |  |  | 6.8555
Rastogi 2010 Systematic evaluation of the efficacy of chlorine dioxide in decontamition of building interior surfaces contamited with anthrax spores |  | Fumigation | CFU | 10000000 |  |  | 1.69 | cm^2 | 0.000169 | m^2 |  |  | 0.1 | 1500 | ppmv |  |  | SD<1 | 25 | 5 | 75 | Wood | steady-state conditions | 60 |  |  | 4.646 | Lsurv |  |  |  |  | 6.8555 | >5 | [10 empty] | wood |  | /cm^2 | 1500 |  |  |  | 6.8555
Rastogi 2010 Systematic evaluation of the efficacy of chlorine dioxide in decontamition of building interior surfaces contamited with anthrax spores |  | Fumigation | CFU | 10000000 |  |  | 1.69 | cm^2 | 0.000169 | m^2 |  |  | 0.1 | 1000 | ppmv |  |  | SD<1 | 25 | 5 | 75 | Wood | steady-state conditions | 120 |  |  | 3.5516 | Lsurv |  |  |  |  | 6.8555 | >5 | [10 empty] | wood |  | /cm^2 | 1000 |  |  |  | 6.8555
Rastogi 2010 Systematic evaluation of the efficacy of chlorine dioxide in decontamition of building interior surfaces contamited with anthrax spores |  | Fumigation | CFU | 10000000 |  |  | 1.69 | cm^2 | 0.000169 | m^2 |  |  | 0.1 | 1500 | ppmv |  |  | SD<1 | 25 | 5 | 75 | Wood | steady-state conditions | 120 |  |  | 3.0147 | Lsurv |  |  |  |  | 6.8555 | >5 | [10 empty] | wood |  | /cm^2 | 1500 |  |  |  | 6.8555
Rastogi 2010 Systematic evaluation of the efficacy of chlorine dioxide in decontamition of building interior surfaces contamited with anthrax spores |  | Fumigation | CFU | 10000000 |  |  | 1.69 | cm^2 | 0.000169 | m^2 |  |  | 0.1 | 1000 | ppmv |  |  | SD<1 | 25 | 5 | 75 | Wood | steady-state conditions | 180 |  |  | 2.8496 | Lsurv |  |  |  |  | 6.8555 | >5 | [10 empty] | wood |  | /cm^2 | 1000 |  |  |  | 6.8555
Rastogi 2010 Systematic evaluation of the efficacy of chlorine dioxide in decontamition of building interior surfaces contamited with anthrax spores |  | Fumigation | CFU | 10000000 |  |  | 1.69 | cm^2 | 0.000169 | m^2 |  |  | 0.1 | 1500 | ppmv |  |  | SD<1 | 25 | 5 | 75 | Wood | steady-state conditions | 180 |  |  | 1.8997 | Lsurv |  |  |  |  | 6.8555 | >5 | [10 empty] | wood |  | /cm^2 | 1500 |  |  |  | 6.8555
Rastogi 2010 Systematic evaluation of the efficacy of chlorine dioxide in decontamition of building interior surfaces contamited with anthrax spores |  | Fumigation | CFU | 10000000 |  |  | 1.69 | cm^2 | 0.000169 | m^2 |  |  | 0.1 | 1000 | ppmv |  |  | SD<1 | 25 | 5 | 75 | Wood | steady-state conditions | 300 |  |  | 1.0324 | Lsurv |  |  |  |  | 6.8555 | >5 | [10 empty] | wood |  | /cm^2 | 1000 |  |  |  | 6.8555
Rastogi 2010 Systematic evaluation of the efficacy of chlorine dioxide in decontamition of building interior surfaces contamited with anthrax spores |  | Fumigation | CFU | 10000000 |  |  | 1.69 | cm^2 | 0.000169 | m^2 |  |  | 0.1 | 1500 | ppmv |  |  | SD<1 | 25 | 5 | 75 | Wood | steady-state conditions | 300 |  | < | 0 | Lsurv |  |  |  |  | 6.8555 | >5 | [10 empty] | wood |  | /cm^2 | 1500 |  |  | 0 | 6.8555
Rastogi 2010 Systematic evaluation of the efficacy of chlorine dioxide in decontamition of building interior surfaces contamited with anthrax spores |  | Fumigation | CFU | 10000000 |  |  | 1.69 | cm^2 | 0.000169 | m^2 |  |  | 0.1 | 1000 | ppmv |  |  | SD<1 | 25 | 5 | 75 | Wood | steady-state conditions | 420 |  |  | 0.20649 | Lsurv |  |  |  |  | 6.8555 | >5 | [10 empty] | wood |  | /cm^2 | 1000 |  |  |  | 6.8555
Rastogi 2010 Systematic evaluation of the efficacy of chlorine dioxide in decontamition of building interior surfaces contamited with anthrax spores |  | Fumigation | CFU | 10000000 |  |  | 1.69 | cm^2 | 0.000169 | m^2 |  |  | 0.1 | 1500 | ppmv |  |  | SD<1 | 25 | 5 | 75 | Wood | steady-state conditions | 420 |  |  | 3.5516 | Lsurv |  |  |  |  | 6.8555 | >5 | [10 empty] | wood |  | /cm^2 | 1500 |  |  |  | 6.8555
Rastogi 2010 Systematic evaluation of the efficacy of chlorine dioxide in decontamition of building interior surfaces contamited with anthrax spores |  | Fumigation | CFU | 10000000 |  |  | 1.69 | cm^2 | 0.000169 | m^2 |  |  | 0.1 | 1000 | ppmv |  |  | SD<1 | 25 | 5 | 75 | Wood | steady-state conditions | 540 |  |  | 2.1888 | Lsurv |  |  |  |  | 6.8555 | >5 | [10 empty] | wood |  | /cm^2 | 1000 |  |  |  | 6.8555
Rastogi 2010 Systematic evaluation of the efficacy of chlorine dioxide in decontamition of building interior surfaces contamited with anthrax spores |  | Fumigation | CFU | 10000000 |  |  | 1.69 | cm^2 | 0.000169 | m^2 |  |  | 0.1 | 1500 | ppmv |  |  | SD<1 | 25 | 5 | 75 | Wood | steady-state conditions | 540 |  | < | 0 | Lsurv |  |  |  |  | 6.8555 | >5 | [10 empty] | wood |  | /cm^2 | 1500 |  |  | 0 | 6.8555
Rastogi 2010 Systematic evaluation of the efficacy of chlorine dioxide in decontamition of building interior surfaces contamited with anthrax spores |  | Fumigation | CFU | 10000000 |  |  | 1.69 | cm^2 | 0.000169 | m^2 |  |  | 0.1 | 3000 | ppmv |  |  | SD<1 | 25 | 5 | 75 | Carpet | steady-state conditions | 30 | [9 empty] | >5 | [10 empty] | carpet |  | /cm^2 | 3000
Rastogi 2010 Systematic evaluation of the efficacy of chlorine dioxide in decontamition of building interior surfaces contamited with anthrax spores |  | Fumigation | CFU | 10000000 |  |  | 1.69 | cm^2 | 0.000169 | m^2 |  |  | 0.1 | 3000 | ppmv |  |  | SD<1 | 25 | 5 | 75 | Carpet | steady-state conditions | 60 |  |  | 6.8 | LR | 0.5 |  |  |  |  | >5 | [10 empty] | carpet |  | /cm^2 | 3000
Rastogi 2010 Systematic evaluation of the efficacy of chlorine dioxide in decontamition of building interior surfaces contamited with anthrax spores |  | Fumigation | CFU | 10000000 |  |  | 1.69 | cm^2 | 0.000169 | m^2 |  |  | 0.1 | 3000 | ppmv |  |  | SD<1 | 25 | 5 | 75 | Carpet | steady-state conditions | 120 | [9 empty] | >5 | [10 empty] | carpet |  | /cm^2 | 3000
Rastogi 2010 Systematic evaluation of the efficacy of chlorine dioxide in decontamition of building interior surfaces contamited with anthrax spores |  | Fumigation | CFU | 10000000 |  |  | 1.69 | cm^2 | 0.000169 | m^2 |  |  | 0.1 | 3000 | ppmv |  |  | SD<1 | 25 | 5 | 75 | Carpet | steady-state conditions | 180 |  | > | 7 | LR | 0.2 |  |  |  |  | >5 | [10 empty] | carpet |  | /cm^2 | 3000 |  |  | 0 | 7
Rastogi 2010 Systematic evaluation of the efficacy of chlorine dioxide in decontamition of building interior surfaces contamited with anthrax spores |  | Fumigation | CFU | 10000000 |  |  | 1.69 | cm^2 | 0.000169 | m^2 |  |  | 0.1 | 3000 | ppmv |  |  | SD<1 | 25 | 5 | 75 | Carpet | steady-state conditions | 300 |  | > | 7 | LR | 0.2 |  |  |  |  | >5 | [10 empty] | carpet |  | /cm^2 | 3000 |  |  | 0 | 7
Rastogi 2010 Systematic evaluation of the efficacy of chlorine dioxide in decontamition of building interior surfaces contamited with anthrax spores |  | Fumigation | CFU | 10000000 |  |  | 1.69 | cm^2 | 0.000169 | m^2 |  |  | 0.1 | 3000 | ppmv |  |  | SD<1 | 25 | 5 | 75 | Carpet | steady-state conditions | 420 |  | > | 7 | LR | 0.2 |  |  |  |  | >5 | [10 empty] | carpet |  | /cm^2 | 3000 |  |  | 0 | 7
Rastogi 2010 Systematic evaluation of the efficacy of chlorine dioxide in decontamition of building interior surfaces contamited with anthrax spores |  | Fumigation | CFU | 10000000 |  |  | 1.69 | cm^2 | 0.000169 | m^2 |  |  | 0.1 | 3000 | ppmv |  |  | SD<1 | 25 | 5 | 75 | Carpet | steady-state conditions | 540 |  | > | 7 | LR | 0.2 |  |  |  |  | >5 | [10 empty] | carpet |  | /cm^2 | 3000 |  |  | 0 | 7
Rastogi 2010 Systematic evaluation of the efficacy of chlorine dioxide in decontamition of building interior surfaces contamited with anthrax spores |  | Fumigation | CFU | 10000000 |  |  | 1.69 | cm^2 | 0.000169 | m^2 |  |  | 0.1 | 3000 | ppmv |  |  | SD<1 | 25 | 5 | 75 | Carpet | steady-state conditions | 30 |  |  | 5.6 | LR | 1.3 |  |  |  |  | >5 | [10 empty] | carpet |  | /cm^2 | 3000
Rastogi 2010 Systematic evaluation of the efficacy of chlorine dioxide in decontamition of building interior surfaces contamited with anthrax spores |  | Fumigation | CFU | 10000000 |  |  | 1.69 | cm^2 | 0.000169 | m^2 |  |  | 0.1 | 3000 | ppmv |  |  | SD<1 | 25 | 5 | 75 | Carpet | steady-state conditions | 60 |  |  | 6.6 | LR | 0.5 |  |  |  |  | >5 | [10 empty] | carpet |  | /cm^2 | 3000
Rastogi 2010 Systematic evaluation of the efficacy of chlorine dioxide in decontamition of building interior surfaces contamited with anthrax spores |  | Fumigation | CFU | 10000000 |  |  | 1.69 | cm^2 | 0.000169 | m^2 |  |  | 0.1 | 3000 | ppmv |  |  | SD<1 | 25 | 5 | 75 | Carpet | steady-state conditions | 120 |  | > | 6.7 | LR | 0.3 |  |  |  |  | >5 | [10 empty] | carpet |  | /cm^2 | 3000 |  |  | 0 | 6.7
Rastogi 2010 Systematic evaluation of the efficacy of chlorine dioxide in decontamition of building interior surfaces contamited with anthrax spores |  | Fumigation | CFU | 10000000 |  |  | 1.69 | cm^2 | 0.000169 | m^2 |  |  | 0.1 | 3000 | ppmv |  |  | SD<1 | 25 | 5 | 75 | Carpet | steady-state conditions | 180 |  | > | 6.7 | LR | 0.3 |  |  |  |  | >5 | [10 empty] | carpet |  | /cm^2 | 3000 |  |  | 0 | 6.7
Rastogi 2010 Systematic evaluation of the efficacy of chlorine dioxide in decontamition of building interior surfaces contamited with anthrax spores |  | Fumigation | CFU | 10000000 |  |  | 1.69 | cm^2 | 0.000169 | m^2 |  |  | 0.1 | 3000 | ppmv |  |  | SD<1 | 25 | 5 | 75 | Carpet | steady-state conditions | 300 |  | > | 6.7 | LR | 0.3 |  |  |  |  | >5 | [10 empty] | carpet |  | /cm^2 | 3000 |  |  | 0 | 6.7
Rastogi 2010 Systematic evaluation of the efficacy of chlorine dioxide in decontamition of building interior surfaces contamited with anthrax spores |  | Fumigation | CFU | 10000000 |  |  | 1.69 | cm^2 | 0.000169 | m^2 |  |  | 0.1 | 3000 | ppmv |  |  | SD<1 | 25 | 5 | 75 | Carpet | steady-state conditions | 420 |  | > | 6.7 | LR | 0.3 |  |  |  |  | >5 | [10 empty] | carpet |  | /cm^2 | 3000 |  |  | 0 | 6.7
Rastogi 2010 Systematic evaluation of the efficacy of chlorine dioxide in decontamition of building interior surfaces contamited with anthrax spores |  | Fumigation | CFU | 10000000 |  |  | 1.69 | cm^2 | 0.000169 | m^2 |  |  | 0.1 | 3000 | ppmv |  |  | SD<1 | 25 | 5 | 75 | Carpet | steady-state conditions | 540 |  | > | 6.7 | LR | 0.3 |  |  |  |  | >5 | [10 empty] | carpet |  | /cm^2 | 3000 |  |  | 0 | 6.7
Rastogi 2010 Systematic evaluation of the efficacy of chlorine dioxide in decontamition of building interior surfaces contamited with anthrax spores |  | Fumigation | CFU | 10000000 |  |  | 1.69 | cm^2 | 0.000169 | m^2 |  |  | 0.1 | 3000 | ppmv |  |  | SD<1 | 25 | 5 | 75 | Ceiling tile | steady-state conditions | 30 | [9 empty] | >5 | [10 empty] | ceiling tile |  | /cm^2 | 3000
Rastogi 2010 Systematic evaluation of the efficacy of chlorine dioxide in decontamition of building interior surfaces contamited with anthrax spores |  | Fumigation | CFU | 10000000 |  |  | 1.69 | cm^2 | 0.000169 | m^2 |  |  | 0.1 | 3000 | ppmv |  |  | SD<1 | 25 | 5 | 75 | Ceiling tile | steady-state conditions | 60 |  |  | 3.6 | LR | 0.3 |  |  |  |  | >5 | [10 empty] | ceiling tile |  | /cm^2 | 3000
Rastogi 2010 Systematic evaluation of the efficacy of chlorine dioxide in decontamition of building interior surfaces contamited with anthrax spores |  | Fumigation | CFU | 10000000 |  |  | 1.69 | cm^2 | 0.000169 | m^2 |  |  | 0.1 | 3000 | ppmv |  |  | SD<1 | 25 | 5 | 75 | Ceiling tile | steady-state conditions | 120 | [9 empty] | >5 | [10 empty] | ceiling tile |  | /cm^2 | 3000
Rastogi 2010 Systematic evaluation of the efficacy of chlorine dioxide in decontamition of building interior surfaces contamited with anthrax spores |  | Fumigation | CFU | 1000000 |  |  | 1.69 | cm^2 | 0.000169 | m^2 |  |  | 0.1 | 3000 | ppmv |  |  | SD<1 | 25 | 5 | 75 | Ceiling tile | steady-state conditions | 180 |  |  | 6.6 | LR | 0.7 |  |  |  |  | >5 | [10 empty] | ceiling tile |  | /cm^2 | 3000
Rastogi 2010 Systematic evaluation of the efficacy of chlorine dioxide in decontamition of building interior surfaces contamited with anthrax spores |  | Fumigation | CFU | 1000000 |  |  | 1.69 | cm^2 | 0.000169 | m^2 |  |  | 0.1 | 3000 | ppmv |  |  | SD<1 | 25 | 5 | 75 | Ceiling tile | steady-state conditions | 300 |  | > | 7.2 | LR | 0.2 |  |  |  |  | >5 | [10 empty] | ceiling tile |  | /cm^2 | 3000 |  |  | 0 | 7.2
Rastogi 2010 Systematic evaluation of the efficacy of chlorine dioxide in decontamition of building interior surfaces contamited with anthrax spores |  | Fumigation | CFU | 1000000 |  |  | 1.69 | cm^2 | 0.000169 | m^2 |  |  | 0.1 | 3000 | ppmv |  |  | SD<1 | 25 | 5 | 75 | Ceiling tile | steady-state conditions | 420 |  | > | 7.2 | LR | 0.2 |  |  |  |  | >5 | [10 empty] | ceiling tile |  | /cm^2 | 3000 |  |  | 0 | 7.2
Rastogi 2010 Systematic evaluation of the efficacy of chlorine dioxide in decontamition of building interior surfaces contamited with anthrax spores |  | Fumigation | CFU | 1000000 |  |  | 1.69 | cm^2 | 0.000169 | m^2 |  |  | 0.1 | 3000 | ppmv |  |  | SD<1 | 25 | 5 | 75 | Ceiling tile | steady-state conditions | 540 |  | > | 7.2 | LR | 0.2 |  |  |  |  | >5 | [10 empty] | ceiling tile |  | /cm^2 | 3000 |  |  | 0 | 7.2
Rastogi 2010 Systematic evaluation of the efficacy of chlorine dioxide in decontamition of building interior surfaces contamited with anthrax spores |  | Fumigation | CFU | 1000000 |  |  | 1.69 | cm^2 | 0.000169 | m^2 |  |  | 0.1 | 3000 | ppmv |  |  | SD<1 | 25 | 5 | 75 | Ceiling tile | steady-state conditions | 30 |  |  | 2.6 | LR | 0.4 |  |  |  |  | >5 | [10 empty] | ceiling tile |  | /cm^2 | 3000
Rastogi 2010 Systematic evaluation of the efficacy of chlorine dioxide in decontamition of building interior surfaces contamited with anthrax spores |  | Fumigation | CFU | 1000000 |  |  | 1.69 | cm^2 | 0.000169 | m^2 |  |  | 0.1 | 3000 | ppmv |  |  | SD<1 | 25 | 5 | 75 | Ceiling tile | steady-state conditions | 60 |  |  | 3.7 | LR | 0.9 |  |  |  |  | >5 | [10 empty] | ceiling tile |  | /cm^2 | 3000
Rastogi 2010 Systematic evaluation of the efficacy of chlorine dioxide in decontamition of building interior surfaces contamited with anthrax spores |  | Fumigation | CFU | 10000000 |  |  | 1.69 | cm^2 | 0.000169 | m^2 |  |  | 0.1 | 3000 | ppmv |  |  | SD<1 | 25 | 5 | 75 | Ceiling tile | steady-state conditions | 120 |  |  | 4.5 | LR | 0.4 |  |  |  |  | >5 | [10 empty] | ceiling tile |  | /cm^2 | 3000
Rastogi 2010 Systematic evaluation of the efficacy of chlorine dioxide in decontamition of building interior surfaces contamited with anthrax spores |  | Fumigation | CFU | 10000000 |  |  | 1.69 | cm^2 | 0.000169 | m^2 |  |  | 0.1 | 3000 | ppmv |  |  | SD<1 | 25 | 5 | 75 | Ceiling tile | steady-state conditions | 180 |  |  | 5.5 | LR | 1.1000000000000001 |  |  |  |  | >5 | [10 empty] | ceiling tile |  | /cm^2 | 3000
Rastogi 2010 Systematic evaluation of the efficacy of chlorine dioxide in decontamition of building interior surfaces contamited with anthrax spores |  | Fumigation | CFU | 10000000 |  |  | 1.69 | cm^2 | 0.000169 | m^2 |  |  | 0.1 | 3000 | ppmv |  |  | SD<1 | 25 | 5 | 75 | Ceiling tile | steady-state conditions | 300 |  |  | 6.5 | LR | 0.6 |  |  |  |  | >5 | [10 empty] | ceiling tile |  | /cm^2 | 3000
Rastogi 2010 Systematic evaluation of the efficacy of chlorine dioxide in decontamition of building interior surfaces contamited with anthrax spores |  | Fumigation | CFU | 10000000 |  |  | 1.69 | cm^2 | 0.000169 | m^2 |  |  | 0.1 | 3000 | ppmv |  |  | SD<1 | 25 | 5 | 75 | Ceiling tile | steady-state conditions | 420 |  |  | 6.7 | LR | 0.5 |  |  |  |  | >5 | [10 empty] | ceiling tile |  | /cm^2 | 3000
Rastogi 2010 Systematic evaluation of the efficacy of chlorine dioxide in decontamition of building interior surfaces contamited with anthrax spores |  | Fumigation | CFU | 10000000 |  |  | 1.69 | cm^2 | 0.000169 | m^2 |  |  | 0.1 | 3000 | ppmv |  |  | SD<1 | 25 | 5 | 75 | Ceiling tile | steady-state conditions | 540 |  | > | 6.9 | LR | 0.2 |  |  |  |  | >5 | [10 empty] | ceiling tile |  | /cm^2 | 3000 |  |  | 0 | 6.9
Rastogi 2010 Systematic evaluation of the efficacy of chlorine dioxide in decontamition of building interior surfaces contamited with anthrax spores |  | Fumigation | CFU | 10000000 |  |  | 1.69 | cm^2 | 0.000169 | m^2 |  |  | 0.1 | 3000 | ppmv |  |  | SD<1 | 25 | 5 | 75 | Cinderblock | steady-state conditions | 30 | [9 empty] | >5 | [10 empty] | concrete |  | /cm^2 | 3000
Rastogi 2010 Systematic evaluation of the efficacy of chlorine dioxide in decontamition of building interior surfaces contamited with anthrax spores |  | Fumigation | CFU | 100000000 |  |  | 1.69 | cm^2 | 0.000169 | m^2 |  |  | 0.1 | 3000 | ppmv |  |  | SD<1 | 25 | 5 | 75 | Cinderblock | steady-state conditions | 60 |  |  | 6.8 | LR | 0.2 |  |  |  |  | >5 | [10 empty] | concrete |  | /cm^2 | 3000
Rastogi 2010 Systematic evaluation of the efficacy of chlorine dioxide in decontamition of building interior surfaces contamited with anthrax spores |  | Fumigation | CFU | 100000000 |  |  | 1.69 | cm^2 | 0.000169 | m^2 |  |  | 0.1 | 3000 | ppmv |  |  | SD<1 | 25 | 5 | 75 | Cinderblock | steady-state conditions | 120 | [9 empty] | >5 | [10 empty] | concrete |  | /cm^2 | 3000
Rastogi 2010 Systematic evaluation of the efficacy of chlorine dioxide in decontamition of building interior surfaces contamited with anthrax spores |  | Fumigation | CFU | 100000000 |  |  | 1.69 | cm^2 | 0.000169 | m^2 |  |  | 0.1 | 3000 | ppmv |  |  | SD<1 | 25 | 5 | 75 | Cinderblock | steady-state conditions | 180 |  | > | 6.8 | LR | 0.2 |  |  |  |  | >5 | [10 empty] | concrete |  | /cm^2 | 3000 |  |  | 0 | 6.8
Rastogi 2010 Systematic evaluation of the efficacy of chlorine dioxide in decontamition of building interior surfaces contamited with anthrax spores |  | Fumigation | CFU | 100000000 |  |  | 1.69 | cm^2 | 0.000169 | m^2 |  |  | 0.1 | 3000 | ppmv |  |  | SD<1 | 25 | 5 | 75 | Cinderblock | steady-state conditions | 300 |  | > | 6.7 | LR | 0.3 |  |  |  |  | >5 | [10 empty] | concrete |  | /cm^2 | 3000 |  |  | 0 | 6.7
Rastogi 2010 Systematic evaluation of the efficacy of chlorine dioxide in decontamition of building interior surfaces contamited with anthrax spores |  | Fumigation | CFU | 100000000 |  |  | 1.69 | cm^2 | 0.000169 | m^2 |  |  | 0.1 | 3000 | ppmv |  |  | SD<1 | 25 | 5 | 75 | Cinderblock | steady-state conditions | 420 |  | > | 6.8 | LR | 0.2 |  |  |  |  | >5 | [10 empty] | concrete |  | /cm^2 | 3000 |  |  | 0 | 6.8
Rastogi 2010 Systematic evaluation of the efficacy of chlorine dioxide in decontamition of building interior surfaces contamited with anthrax spores |  | Fumigation | CFU | 100000000 |  |  | 1.69 | cm^2 | 0.000169 | m^2 |  |  | 0.1 | 3000 | ppmv |  |  | SD<1 | 25 | 5 | 75 | Cinderblock | steady-state conditions | 540 |  | > | 6.8 | LR | 0.2 |  |  |  |  | >5 | [10 empty] | concrete |  | /cm^2 | 3000 |  |  | 0 | 6.8
Rastogi 2010 Systematic evaluation of the efficacy of chlorine dioxide in decontamition of building interior surfaces contamited with anthrax spores |  | Fumigation | CFU | 1000000 |  |  | 1.69 | cm^2 | 0.000169 | m^2 |  |  | 0.1 | 3000 | ppmv |  |  | SD<1 | 25 | 5 | 75 | Cinderblock | steady-state conditions | 30 |  |  | 5.2 | LR | 1.7 |  |  |  |  | >5 | [10 empty] | concrete |  | /cm^2 | 3000
Rastogi 2010 Systematic evaluation of the efficacy of chlorine dioxide in decontamition of building interior surfaces contamited with anthrax spores |  | Fumigation | CFU | 1000000 |  |  | 1.69 | cm^2 | 0.000169 | m^2 |  |  | 0.1 | 3000 | ppmv |  |  | SD<1 | 25 | 5 | 75 | Cinderblock | steady-state conditions | 60 |  |  | 5.7 | LR | 1.1000000000000001 |  |  |  |  | >5 | [10 empty] | concrete |  | /cm^2 | 3000
Rastogi 2010 Systematic evaluation of the efficacy of chlorine dioxide in decontamition of building interior surfaces contamited with anthrax spores |  | Fumigation | CFU | 1000000 |  |  | 1.69 | cm^2 | 0.000169 | m^2 |  |  | 0.1 | 3000 | ppmv |  |  | SD<1 | 25 | 5 | 75 | Cinderblock | steady-state conditions | 120 |  |  | 6.1 | LR | 0.9 |  |  |  |  | >5 | [10 empty] | concrete |  | /cm^2 | 3000
Rastogi 2010 Systematic evaluation of the efficacy of chlorine dioxide in decontamition of building interior surfaces contamited with anthrax spores |  | Fumigation | CFU | 1000000 |  |  | 1.69 | cm^2 | 0.000169 | m^2 |  |  | 0.1 | 3000 | ppmv |  |  | SD<1 | 25 | 5 | 75 | Cinderblock | steady-state conditions | 180 |  |  | 6.3 | LR | 0.6 |  |  |  |  | >5 | [10 empty] | concrete |  | /cm^2 | 3000
Rastogi 2010 Systematic evaluation of the efficacy of chlorine dioxide in decontamition of building interior surfaces contamited with anthrax spores |  | Fumigation | CFU | 1000000 |  |  | 1.69 | cm^2 | 0.000169 | m^2 |  |  | 0.1 | 3000 | ppmv |  |  | SD<1 | 25 | 5 | 75 | Cinderblock | steady-state conditions | 300 |  | > | 6.4 | LR | 0.4 |  |  |  |  | >5 | [10 empty] | concrete |  | /cm^2 | 3000 |  |  | 0 | 6.4
Rastogi 2010 Systematic evaluation of the efficacy of chlorine dioxide in decontamition of building interior surfaces contamited with anthrax spores |  | Fumigation | CFU | 1000000 |  |  | 1.69 | cm^2 | 0.000169 | m^2 |  |  | 0.1 | 3000 | ppmv |  |  | SD<1 | 25 | 5 | 75 | Cinderblock | steady-state conditions | 420 |  | > | 6.4 | LR | 0.4 |  |  |  |  | >5 | [10 empty] | concrete |  | /cm^2 | 3000 |  |  | 0 | 6.4
Rastogi 2010 Systematic evaluation of the efficacy of chlorine dioxide in decontamition of building interior surfaces contamited with anthrax spores |  | Fumigation | CFU | 10000000 |  |  | 1.69 | cm^2 | 0.000169 | m^2 |  |  | 0.1 | 3000 | ppmv |  |  | SD<1 | 25 | 5 | 75 | Cinderblock | steady-state conditions | 540 |  | > | 6.4 | LR | 0.4 |  |  |  |  | >5 | [10 empty] | concrete |  | /cm^2 | 3000 |  |  | 0 | 6.4
Rastogi 2010 Systematic evaluation of the efficacy of chlorine dioxide in decontamition of building interior surfaces contamited with anthrax spores |  | Fumigation | CFU | 10000000 |  |  | 1.69 | cm^2 | 0.000169 | m^2 |  |  | 0.1 | 3000 | ppmv |  |  | SD<1 | 25 | 5 | 75 | painted I-beam steel | steady-state conditions | 30 | [9 empty] | >5 | [12 empty] | /cm^2 | 3000
Rastogi 2010 Systematic evaluation of the efficacy of chlorine dioxide in decontamition of building interior surfaces contamited with anthrax spores |  | Fumigation | CFU | 10000000 |  |  | 1.69 | cm^2 | 0.000169 | m^2 |  |  | 0.1 | 3000 | ppmv |  |  | SD<1 | 25 | 5 | 75 | painted I-beam steel | steady-state conditions | 60 |  |  | 6.2 | LR | 1.1000000000000001 |  |  |  |  | >5 | [12 empty] | /cm^2 | 3000
Rastogi 2010 Systematic evaluation of the efficacy of chlorine dioxide in decontamition of building interior surfaces contamited with anthrax spores |  | Fumigation | CFU | 10000000 |  |  | 1.69 | cm^2 | 0.000169 | m^2 |  |  | 0.1 | 3000 | ppmv |  |  | SD<1 | 25 | 5 | 75 | painted I-beam steel | steady-state conditions | 120 | [9 empty] | >5 | [12 empty] | /cm^2 | 3000
Rastogi 2010 Systematic evaluation of the efficacy of chlorine dioxide in decontamition of building interior surfaces contamited with anthrax spores |  | Fumigation | CFU | 10000000 |  |  | 1.69 | cm^2 | 0.000169 | m^2 |  |  | 0.1 | 3000 | ppmv |  |  | SD<1 | 25 | 5 | 75 | painted I-beam steel | steady-state conditions | 180 |  | > | 7.1 | LR | 0.2 |  |  |  |  | >5 | [12 empty] | /cm^2 | 3000 |  |  | 0 | 7.1
Rastogi 2010 Systematic evaluation of the efficacy of chlorine dioxide in decontamition of building interior surfaces contamited with anthrax spores |  | Fumigation | CFU | 10000000 |  |  | 1.69 | cm^2 | 0.000169 | m^2 |  |  | 0.1 | 3000 | ppmv |  |  | SD<1 | 25 | 5 | 75 | painted I-beam steel | steady-state conditions | 300 |  | > | 7.1 | LR | 0.3 |  |  |  |  | >5 | [12 empty] | /cm^2 | 3000 |  |  | 0 | 7.1
Rastogi 2010 Systematic evaluation of the efficacy of chlorine dioxide in decontamition of building interior surfaces contamited with anthrax spores |  | Fumigation | CFU | 100000000 |  |  | 1.69 | cm^2 | 0.000169 | m^2 |  |  | 0.1 | 3000 | ppmv |  |  | SD<1 | 25 | 5 | 75 | painted I-beam steel | steady-state conditions | 420 |  | > | 7.1 | LR | 0.2 |  |  |  |  | >5 | [12 empty] | /cm^2 | 3000 |  |  | 0 | 7.1
Rastogi 2010 Systematic evaluation of the efficacy of chlorine dioxide in decontamition of building interior surfaces contamited with anthrax spores |  | Fumigation | CFU | 100000000 |  |  | 1.69 | cm^2 | 0.000169 | m^2 |  |  | 0.1 | 3000 | ppmv |  |  | SD<1 | 25 | 5 | 75 | painted I-beam steel | steady-state conditions | 540 |  |  | 6.9 | LR | 0.8 |  |  |  |  | >5 | [12 empty] | /cm^2 | 3000
Rastogi 2010 Systematic evaluation of the efficacy of chlorine dioxide in decontamition of building interior surfaces contamited with anthrax spores |  | Fumigation | CFU | 100000000 |  |  | 1.69 | cm^2 | 0.000169 | m^2 |  |  | 0.1 | 3000 | ppmv |  |  | SD<1 | 25 | 5 | 75 | painted I-beam steel | steady-state conditions | 30 |  |  | 3.4 | LR | 1.2 |  |  |  |  | >5 | [12 empty] | /cm^2 | 3000
Rastogi 2010 Systematic evaluation of the efficacy of chlorine dioxide in decontamition of building interior surfaces contamited with anthrax spores |  | Fumigation | CFU | 100000000 |  |  | 1.69 | cm^2 | 0.000169 | m^2 |  |  | 0.1 | 3000 | ppmv |  |  | SD<1 | 25 | 5 | 75 | painted I-beam steel | steady-state conditions | 60 |  |  | 5.1 | LR | 1.4 |  |  |  |  | >5 | [12 empty] | /cm^2 | 3000
Rastogi 2010 Systematic evaluation of the efficacy of chlorine dioxide in decontamition of building interior surfaces contamited with anthrax spores |  | Fumigation | CFU | 100000000 |  |  | 1.69 | cm^2 | 0.000169 | m^2 |  |  | 0.1 | 3000 | ppmv |  |  | SD<1 | 25 | 5 | 75 | painted I-beam steel | steady-state conditions | 120 |  |  | 5.9 | LR | 1 |  |  |  |  | >5 | [12 empty] | /cm^2 | 3000
Rastogi 2010 Systematic evaluation of the efficacy of chlorine dioxide in decontamition of building interior surfaces contamited with anthrax spores |  | Fumigation | CFU | 100000000 |  |  | 1.69 | cm^2 | 0.000169 | m^2 |  |  | 0.1 | 3000 | ppmv |  |  | SD<1 | 25 | 5 | 75 | painted I-beam steel | steady-state conditions | 180 |  |  | 5.7 | LR | 1.3 |  |  |  |  | >5 | [12 empty] | /cm^2 | 3000
Rastogi 2010 Systematic evaluation of the efficacy of chlorine dioxide in decontamition of building interior surfaces contamited with anthrax spores |  | Fumigation | CFU | 10000000 |  |  | 1.69 | cm^2 | 0.000169 | m^2 |  |  | 0.1 | 3000 | ppmv |  |  | SD<1 | 25 | 5 | 75 | painted I-beam steel | steady-state conditions | 300 |  |  | 6.7 | LR | 0.5 |  |  |  |  | >5 | [12 empty] | /cm^2 | 3000
Rastogi 2010 Systematic evaluation of the efficacy of chlorine dioxide in decontamition of building interior surfaces contamited with anthrax spores |  | Fumigation | CFU | 10000000 |  |  | 1.69 | cm^2 | 0.000169 | m^2 |  |  | 0.1 | 3000 | ppmv |  |  | SD<1 | 25 | 5 | 75 | painted I-beam steel | steady-state conditions | 420 |  | > | 6.9 | LR | 0.3 |  |  |  |  | >5 | [12 empty] | /cm^2 | 3000 |  |  | 0 | 6.9
Rastogi 2010 Systematic evaluation of the efficacy of chlorine dioxide in decontamition of building interior surfaces contamited with anthrax spores |  | Fumigation | CFU | 10000000 |  |  | 1.69 | cm^2 | 0.000169 | m^2 |  |  | 0.1 | 3000 | ppmv |  |  | SD<1 | 25 | 5 | 75 | painted I-beam steel | steady-state conditions | 540 |  | > | 6.9 | LR | 0.3 |  |  |  |  | >5 | [12 empty] | /cm^2 | 3000 |  |  | 0 | 6.9
Rastogi 2010 Systematic evaluation of the efficacy of chlorine dioxide in decontamition of building interior surfaces contamited with anthrax spores |  | Fumigation | CFU | 10000000 |  |  | 1.69 | cm^2 | 0.000169 | m^2 |  |  | 0.1 | 3000 | ppmv |  |  | SD<1 | 25 | 5 | 75 | painted wallboard | steady-state conditions | 30 | [9 empty] | >5 | [10 empty] | wallboard |  | /cm^2 | 3000
Rastogi 2010 Systematic evaluation of the efficacy of chlorine dioxide in decontamition of building interior surfaces contamited with anthrax spores |  | Fumigation | CFU | 10000000 |  |  | 1.69 | cm^2 | 0.000169 | m^2 |  |  | 0.1 | 3000 | ppmv |  |  | SD<1 | 25 | 5 | 75 | painted wallboard | steady-state conditions | 60 |  |  | 5.4 | LR | 1.3 |  |  |  |  | >5 | [10 empty] | wallboard |  | /cm^2 | 3000
Rastogi 2010 Systematic evaluation of the efficacy of chlorine dioxide in decontamition of building interior surfaces contamited with anthrax spores |  | Fumigation | CFU | 10000000 |  |  | 1.69 | cm^2 | 0.000169 | m^2 |  |  | 0.1 | 3000 | ppmv |  |  | SD<1 | 25 | 5 | 75 | painted wallboard | steady-state conditions | 120 | [9 empty] | >5 | [10 empty] | wallboard |  | /cm^2 | 3000
Rastogi 2010 Systematic evaluation of the efficacy of chlorine dioxide in decontamition of building interior surfaces contamited with anthrax spores |  | Fumigation | CFU | 10000000 |  |  | 1.69 | cm^2 | 0.000169 | m^2 |  |  | 0.1 | 3000 | ppmv |  |  | SD<1 | 25 | 5 | 75 | painted wallboard | steady-state conditions | 180 |  |  | 7 | LR | 0.4 |  |  |  |  | >5 | [10 empty] | wallboard |  | /cm^2 | 3000
Rastogi 2010 Systematic evaluation of the efficacy of chlorine dioxide in decontamition of building interior surfaces contamited with anthrax spores |  | Fumigation | CFU | 10000000 |  |  | 1.69 | cm^2 | 0.000169 | m^2 |  |  | 0.1 | 3000 | ppmv |  |  | SD<1 | 25 | 5 | 75 | painted wallboard | steady-state conditions | 300 |  | > | 7.1 | LR | 0.3 |  |  |  |  | >5 | [10 empty] | wallboard |  | /cm^2 | 3000 |  |  | 0 | 7.1
Rastogi 2010 Systematic evaluation of the efficacy of chlorine dioxide in decontamition of building interior surfaces contamited with anthrax spores |  | Fumigation | CFU | 10000000 |  |  | 1.69 | cm^2 | 0.000169 | m^2 |  |  | 0.1 | 3000 | ppmv |  |  | SD<1 | 25 | 5 | 75 | painted wallboard | steady-state conditions | 420 |  |  | 6.7 | LR | 0.8 |  |  |  |  | >5 | [10 empty] | wallboard |  | /cm^2 | 3000
Rastogi 2010 Systematic evaluation of the efficacy of chlorine dioxide in decontamition of building interior surfaces contamited with anthrax spores |  | Fumigation | CFU | 10000000 |  |  | 1.69 | cm^2 | 0.000169 | m^2 |  |  | 0.1 | 3000 | ppmv |  |  | SD<1 | 25 | 5 | 75 | painted wallboard | steady-state conditions | 540 |  |  | 6.8 | LR | 0.8 |  |  |  |  | >5 | [10 empty] | wallboard |  | /cm^2 | 3000
Rastogi 2010 Systematic evaluation of the efficacy of chlorine dioxide in decontamition of building interior surfaces contamited with anthrax spores |  | Fumigation | CFU | 10000000 |  |  | 1.69 | cm^2 | 0.000169 | m^2 |  |  | 0.1 | 3000 | ppmv |  |  | SD<1 | 25 | 5 | 75 | painted wallboard | steady-state conditions | 30 |  |  | 2.7 | LR | 0.6 |  |  |  |  | >5 | [10 empty] | wallboard |  | /cm^2 | 3000
Rastogi 2010 Systematic evaluation of the efficacy of chlorine dioxide in decontamition of building interior surfaces contamited with anthrax spores |  | Fumigation | CFU | 10000000 |  |  | 1.69 | cm^2 | 0.000169 | m^2 |  |  | 0.1 | 3000 | ppmv |  |  | SD<1 | 25 | 5 | 75 | painted wallboard | steady-state conditions | 60 |  |  | 3.7 | LR | 1.3 |  |  |  |  | >5 | [10 empty] | wallboard |  | /cm^2 | 3000
Rastogi 2010 Systematic evaluation of the efficacy of chlorine dioxide in decontamition of building interior surfaces contamited with anthrax spores |  | Fumigation | CFU | 10000000 |  |  | 1.69 | cm^2 | 0.000169 | m^2 |  |  | 0.1 | 3000 | ppmv |  |  | SD<1 | 25 | 5 | 75 | painted wallboard | steady-state conditions | 120 |  |  | 5.6 | LR | 1 |  |  |  |  | >5 | [10 empty] | wallboard |  | /cm^2 | 3000
Rastogi 2010 Systematic evaluation of the efficacy of chlorine dioxide in decontamition of building interior surfaces contamited with anthrax spores |  | Fumigation | CFU | 10000000 |  |  | 1.69 | cm^2 | 0.000169 | m^2 |  |  | 0.1 | 3000 | ppmv |  |  | SD<1 | 25 | 5 | 75 | painted wallboard | steady-state conditions | 180 |  |  | 5.8 | LR | 1.1000000000000001 |  |  |  |  | >5 | [10 empty] | wallboard |  | /cm^2 | 3000
Rastogi 2010 Systematic evaluation of the efficacy of chlorine dioxide in decontamition of building interior surfaces contamited with anthrax spores |  | Fumigation | CFU | 10000000 |  |  | 1.69 | cm^2 | 0.000169 | m^2 |  |  | 0.1 | 3000 | ppmv |  |  | SD<1 | 25 | 5 | 75 | painted wallboard | steady-state conditions | 300 |  |  | 6.2 | LR | 0.7 |  |  |  |  | >5 | [10 empty] | wallboard |  | /cm^2 | 3000
Rastogi 2010 Systematic evaluation of the efficacy of chlorine dioxide in decontamition of building interior surfaces contamited with anthrax spores |  | Fumigation | CFU | 10000000 |  |  | 1.69 | cm^2 | 0.000169 | m^2 |  |  | 0.1 | 3000 | ppmv |  |  | SD<1 | 25 | 5 | 75 | painted wallboard | steady-state conditions | 420 |  |  | 6.3 | LR | 0.6 |  |  |  |  | >5 | [10 empty] | wallboard |  | /cm^2 | 3000
Rastogi 2010 Systematic evaluation of the efficacy of chlorine dioxide in decontamition of building interior surfaces contamited with anthrax spores |  | Fumigation | CFU | 10000000 |  |  | 1.69 | cm^2 | 0.000169 | m^2 |  |  | 0.1 | 3000 | ppmv |  |  | SD<1 | 25 | 5 | 75 | painted wallboard | steady-state conditions | 540 |  |  | 6.1 | LR | 0.9 |  |  |  |  | >5 | [10 empty] | wallboard |  | /cm^2 | 3000
Rastogi 2010 Systematic evaluation of the efficacy of chlorine dioxide in decontamition of building interior surfaces contamited with anthrax spores |  | Fumigation | CFU | 10000000 |  |  | 1.69 | cm^2 | 0.000169 | m^2 |  |  | 0.1 | 3000 | ppmv |  |  | SD<1 | 25 | 5 | 75 | Wood | steady-state conditions | 30 | [9 empty] | >5 | [10 empty] | wood |  | /cm^2 | 3000
Rastogi 2010 Systematic evaluation of the efficacy of chlorine dioxide in decontamition of building interior surfaces contamited with anthrax spores |  | Fumigation | CFU | 10000000 |  |  | 1.69 | cm^2 | 0.000169 | m^2 |  |  | 0.1 | 3000 | ppmv |  |  | SD<1 | 25 | 5 | 75 | Wood | steady-state conditions | 60 |  |  | 2.9 | LR | 0.8 |  |  |  |  | >5 | [10 empty] | wood |  | /cm^2 | 3000
Rastogi 2010 Systematic evaluation of the efficacy of chlorine dioxide in decontamition of building interior surfaces contamited with anthrax spores |  | Fumigation | CFU | 10000000 |  |  | 1.69 | cm^2 | 0.000169 | m^2 |  |  | 0.1 | 3000 | ppmv |  |  | SD<1 | 25 | 5 | 75 | Wood | steady-state conditions | 120 | [9 empty] | >5 | [10 empty] | wood |  | /cm^2 | 3000
Rastogi 2010 Systematic evaluation of the efficacy of chlorine dioxide in decontamition of building interior surfaces contamited with anthrax spores |  | Fumigation | CFU | 10000000 |  |  | 1.69 | cm^2 | 0.000169 | m^2 |  |  | 0.1 | 3000 | ppmv |  |  | SD<1 | 25 | 5 | 75 | Wood | steady-state conditions | 180 |  |  | 5 | LR | 1.6 |  |  |  |  | >5 | [10 empty] | wood |  | /cm^2 | 3000
Rastogi 2010 Systematic evaluation of the efficacy of chlorine dioxide in decontamition of building interior surfaces contamited with anthrax spores |  | Fumigation | CFU | 10000000 |  |  | 1.69 | cm^2 | 0.000169 | m^2 |  |  | 0.1 | 3000 | ppmv |  |  | SD<1 | 25 | 5 | 75 | Wood | steady-state conditions | 300 |  |  | 6.9 | LR | 0.5 |  |  |  |  | >5 | [10 empty] | wood |  | /cm^2 | 3000
Rastogi 2010 Systematic evaluation of the efficacy of chlorine dioxide in decontamition of building interior surfaces contamited with anthrax spores |  | Fumigation | CFU | 10000000 |  |  | 1.69 | cm^2 | 0.000169 | m^2 |  |  | 0.1 | 3000 | ppmv |  |  | SD<1 | 25 | 5 | 75 | Wood | steady-state conditions | 420 |  | > | 7 | LR | 0.2 |  |  |  |  | >5 | [10 empty] | wood |  | /cm^2 | 3000 |  |  | 0 | 7
Rastogi 2010 Systematic evaluation of the efficacy of chlorine dioxide in decontamition of building interior surfaces contamited with anthrax spores |  | Fumigation | CFU | 10000000 |  |  | 1.69 | cm^2 | 0.000169 | m^2 |  |  | 0.1 | 3000 | ppmv |  |  | SD<1 | 25 | 5 | 75 | Wood | steady-state conditions | 540 |  | > | 7 | LR | 0.2 |  |  |  |  | >5 | [10 empty] | wood |  | /cm^2 | 3000 |  |  | 0 | 7
Rastogi 2010 Systematic evaluation of the efficacy of chlorine dioxide in decontamition of building interior surfaces contamited with anthrax spores |  | Fumigation | CFU | 100000000 |  |  | 1.69 | cm^2 | 0.000169 | m^2 |  |  | 0.1 | 3000 | ppmv |  |  | SD<1 | 25 | 5 | 75 | Wood | steady-state conditions | 30 |  |  | 1.7 | LR | 0.5 |  |  |  |  | >5 | [10 empty] | wood |  | /cm^2 | 3000
Rastogi 2010 Systematic evaluation of the efficacy of chlorine dioxide in decontamition of building interior surfaces contamited with anthrax spores |  | Fumigation | CFU | 100000000 |  |  | 1.69 | cm^2 | 0.000169 | m^2 |  |  | 0.1 | 3000 | ppmv |  |  | SD<1 | 25 | 5 | 75 | Wood | steady-state conditions | 60 |  |  | 2 | LR | 0.6 |  |  |  |  | >5 | [10 empty] | wood |  | /cm^2 | 3000
Rastogi 2010 Systematic evaluation of the efficacy of chlorine dioxide in decontamition of building interior surfaces contamited with anthrax spores |  | Fumigation | CFU | 100000000 |  |  | 1.69 | cm^2 | 0.000169 | m^2 |  |  | 0.1 | 3000 | ppmv |  |  | SD<1 | 25 | 5 | 75 | Wood | steady-state conditions | 120 |  |  | 3.2 | LR | 0.7 |  |  |  |  | >5 | [10 empty] | wood |  | /cm^2 | 3000
Rastogi 2010 Systematic evaluation of the efficacy of chlorine dioxide in decontamition of building interior surfaces contamited with anthrax spores |  | Fumigation | CFU | 100000000 |  |  | 1.69 | cm^2 | 0.000169 | m^2 |  |  | 0.1 | 3000 | ppmv |  |  | SD<1 | 25 | 5 | 75 | Wood | steady-state conditions | 180 |  |  | 4.1 | LR | 1.6 |  |  |  |  | >5 | [10 empty] | wood |  | /cm^2 | 3000
Rastogi 2010 Systematic evaluation of the efficacy of chlorine dioxide in decontamition of building interior surfaces contamited with anthrax spores |  | Fumigation | CFU | 100000000 |  |  | 1.69 | cm^2 | 0.000169 | m^2 |  |  | 0.1 | 3000 | ppmv |  |  | SD<1 | 25 | 5 | 75 | Wood | steady-state conditions | 300 |  |  | 4.9 | LR | 1.6 |  |  |  |  | >5 | [10 empty] | wood |  | /cm^2 | 3000
Rastogi 2010 Systematic evaluation of the efficacy of chlorine dioxide in decontamition of building interior surfaces contamited with anthrax spores |  | Fumigation | CFU | 100000000 |  |  | 1.69 | cm^2 | 0.000169 | m^2 |  |  | 0.1 | 3000 | ppmv |  |  | SD<1 | 25 | 5 | 75 | Wood | steady-state conditions | 420 |  |  | 5.9 | LR | 1.2 |  |  |  |  | >5 | [10 empty] | wood |  | /cm^2 | 3000
Rastogi 2010 Systematic evaluation of the efficacy of chlorine dioxide in decontamition of building interior surfaces contamited with anthrax spores |  | Fumigation | CFU | 100000000 |  |  | 1.69 | cm^2 | 0.000169 | m^2 |  |  | 0.1 | 3000 | ppmv |  |  | SD<1 | 25 | 5 | 75 | Wood | steady-state conditions | 540 |  | > | 6.6 | LR | 0.4 |  |  |  |  | >5 | [10 empty] | wood |  | /cm^2 | 3000 |  |  | 0 | 6.6
Rastogi 2010 Systematic evaluation of the efficacy of chlorine dioxide in decontamition of building interior surfaces contamited with anthrax spores |  | Fumigation | CFU | 100000000 |  |  | 1.69 | cm^2 | 0.000169 | m^2 |  |  | 0.1 | 500 | ppmv |  |  | SD<1 | 25 | 5 | 75 | Carpet | steady-state conditions | 30 |  |  | 3.3 | LR | 1.1000000000000001 |  |  |  |  | >5 | [10 empty] | carpet |  | /cm^2 | 500
Rastogi 2010 Systematic evaluation of the efficacy of chlorine dioxide in decontamition of building interior surfaces contamited with anthrax spores |  | Fumigation | CFU | 100000000 |  |  | 1.69 | cm^2 | 0.000169 | m^2 |  |  | 0.1 | 500 | ppmv |  |  | SD<1 | 25 | 5 | 75 | Carpet | steady-state conditions | 60 |  |  | 4.3 | LR | 1.5 |  |  |  |  | >5 | [10 empty] | carpet |  | /cm^2 | 500
Rastogi 2010 Systematic evaluation of the efficacy of chlorine dioxide in decontamition of building interior surfaces contamited with anthrax spores |  | Fumigation | CFU | 100000000 |  |  | 1.69 | cm^2 | 0.000169 | m^2 |  |  | 0.1 | 500 | ppmv |  |  | SD<1 | 25 | 5 | 75 | Carpet | steady-state conditions | 180 |  |  | 6.9 | LR | 0.2 |  |  |  |  | >5 | [10 empty] | carpet |  | /cm^2 | 500
Rastogi 2010 Systematic evaluation of the efficacy of chlorine dioxide in decontamition of building interior surfaces contamited with anthrax spores |  | Fumigation | CFU | 100000000 |  |  | 1.69 | cm^2 | 0.000169 | m^2 |  |  | 0.1 | 500 | ppmv |  |  | SD<1 | 25 | 5 | 75 | Carpet | steady-state conditions | 300 |  | > | 6.9 | LR | 0.2 |  |  |  |  | >5 | [10 empty] | carpet |  | /cm^2 | 500 |  |  | 0 | 6.9
Rastogi 2010 Systematic evaluation of the efficacy of chlorine dioxide in decontamition of building interior surfaces contamited with anthrax spores |  | Fumigation | CFU | 100000000 |  |  | 1.69 | cm^2 | 0.000169 | m^2 |  |  | 0.1 | 500 | ppmv |  |  | SD<1 | 25 | 5 | 75 | Carpet | steady-state conditions | 600 |  | > | 6.9 | LR | 0.2 |  |  |  |  | >5 | [10 empty] | carpet |  | /cm^2 | 500 |  |  | 0 | 6.9
Rastogi 2010 Systematic evaluation of the efficacy of chlorine dioxide in decontamition of building interior surfaces contamited with anthrax spores |  | Fumigation | CFU | 100000000 |  |  | 1.69 | cm^2 | 0.000169 | m^2 |  |  | 0.1 | 500 | ppmv |  |  | SD<1 | 25 | 5 | 75 | Carpet | steady-state conditions | 30 |  |  | 2.7 | LR | 0.5 |  |  |  |  | >5 | [10 empty] | carpet |  | /cm^2 | 500
Rastogi 2010 Systematic evaluation of the efficacy of chlorine dioxide in decontamition of building interior surfaces contamited with anthrax spores |  | Fumigation | CFU | 100000000 |  |  | 1.69 | cm^2 | 0.000169 | m^2 |  |  | 0.1 | 500 | ppmv |  |  | SD<1 | 25 | 5 | 75 | Carpet | steady-state conditions | 60 |  |  | 3.5 | LR | 0.9 |  |  |  |  | >5 | [10 empty] | carpet |  | /cm^2 | 500
Rastogi 2010 Systematic evaluation of the efficacy of chlorine dioxide in decontamition of building interior surfaces contamited with anthrax spores |  | Fumigation | CFU | 100000000 |  |  | 1.69 | cm^2 | 0.000169 | m^2 |  |  | 0.1 | 500 | ppmv |  |  | SD<1 | 25 | 5 | 75 | Carpet | steady-state conditions | 180 |  |  | 5.5 | LR | 1.2 |  |  |  |  | >5 | [10 empty] | carpet |  | /cm^2 | 500
Rastogi 2010 Systematic evaluation of the efficacy of chlorine dioxide in decontamition of building interior surfaces contamited with anthrax spores |  | Fumigation | CFU | 100000000 |  |  | 1.69 | cm^2 | 0.000169 | m^2 |  |  | 0.1 | 500 | ppmv |  |  | SD<1 | 25 | 5 | 75 | Carpet | steady-state conditions | 300 |  | > | 6.6 | LR | 0.2 |  |  |  |  | >5 | [10 empty] | carpet |  | /cm^2 | 500 |  |  | 0 | 6.6
Rastogi 2010 Systematic evaluation of the efficacy of chlorine dioxide in decontamition of building interior surfaces contamited with anthrax spores |  | Fumigation | CFU | 100000000 |  |  | 1.69 | cm^2 | 0.000169 | m^2 |  |  | 0.1 | 500 | ppmv |  |  | SD<1 | 25 | 5 | 75 | Carpet | steady-state conditions | 600 |  | > | 6.6 | LR | 0.2 |  |  |  |  | >5 | [10 empty] | carpet |  | /cm^2 | 500 |  |  | 0 | 6.6
Rastogi 2010 Systematic evaluation of the efficacy of chlorine dioxide in decontamition of building interior surfaces contamited with anthrax spores |  | Fumigation | CFU | 100000000 |  |  | 1.69 | cm^2 | 0.000169 | m^2 |  |  | 0.1 | 500 | ppmv |  |  | SD<1 | 25 | 5 | 75 | Ceiling tile | steady-state conditions | 30 |  |  | 2.7 | LR | 0.5 |  |  |  |  | >5 | [10 empty] | ceiling tile |  | /cm^2 | 500
Rastogi 2010 Systematic evaluation of the efficacy of chlorine dioxide in decontamition of building interior surfaces contamited with anthrax spores |  | Fumigation | CFU | 100000000 |  |  | 1.69 | cm^2 | 0.000169 | m^2 |  |  | 0.1 | 500 | ppmv |  |  | SD<1 | 25 | 5 | 75 | Ceiling tile | steady-state conditions | 60 |  |  | 5.7 | LR | 1.1000000000000001 |  |  |  |  | >5 | [10 empty] | ceiling tile |  | /cm^2 | 500
Rastogi 2010 Systematic evaluation of the efficacy of chlorine dioxide in decontamition of building interior surfaces contamited with anthrax spores |  | Fumigation | CFU | 100000000 |  |  | 1.69 | cm^2 | 0.000169 | m^2 |  |  | 0.1 | 500 | ppmv |  |  | SD<1 | 25 | 5 | 75 | Ceiling tile | steady-state conditions | 180 |  |  | 6.9 | LR | 0.4 |  |  |  |  | >5 | [10 empty] | ceiling tile |  | /cm^2 | 500
Rastogi 2010 Systematic evaluation of the efficacy of chlorine dioxide in decontamition of building interior surfaces contamited with anthrax spores |  | Fumigation | CFU | 100000000 |  |  | 1.69 | cm^2 | 0.000169 | m^2 |  |  | 0.1 | 500 | ppmv |  |  | SD<1 | 25 | 5 | 75 | Ceiling tile | steady-state conditions | 300 |  | > | 7.2 | LR | 0.1 |  |  |  |  | >5 | [10 empty] | ceiling tile |  | /cm^2 | 500 |  |  | 0 | 7.2
Rastogi 2010 Systematic evaluation of the efficacy of chlorine dioxide in decontamition of building interior surfaces contamited with anthrax spores |  | Fumigation | CFU | 1800000 |  |  | 1.69 | cm^2 | 0.000169 | m^2 |  |  | 0.1 | 500 | ppmv |  |  | SD<1 | 25 | 5 | 75 | Ceiling tile | steady-state conditions | 600 |  | > | 7.2 | LR | 0.1 |  |  |  |  | >5 | [10 empty] | ceiling tile |  | /cm^2 | 500 |  |  | 0 | 7.2
Rastogi 2010 Systematic evaluation of the efficacy of chlorine dioxide in decontamition of building interior surfaces contamited with anthrax spores |  | Fumigation | CFU | 2600000 |  |  | 1.69 | cm^2 | 0.000169 | m^2 |  |  | 0.1 | 500 | ppmv |  |  | SD<1 | 25 | 5 | 75 | Ceiling tile | steady-state conditions | 30 |  |  | 2.5 | LR | 0.5 |  |  |  |  | >5 | [10 empty] | ceiling tile |  | /cm^2 | 500
Rastogi 2010 Systematic evaluation of the efficacy of chlorine dioxide in decontamition of building interior surfaces contamited with anthrax spores |  | Fumigation | CFU | 1800000 |  |  | 1.69 | cm^2 | 0.000169 | m^2 |  |  | 0.1 | 500 | ppmv |  |  | SD<1 | 25 | 5 | 75 | Ceiling tile | steady-state conditions | 60 |  |  | 4.5 | LR | 1 |  |  |  |  | >5 | [10 empty] | ceiling tile |  | /cm^2 | 500
Rastogi 2010 Systematic evaluation of the efficacy of chlorine dioxide in decontamition of building interior surfaces contamited with anthrax spores |  | Fumigation | CFU | 2100000 |  |  | 1.69 | cm^2 | 0.000169 | m^2 |  |  | 0.1 | 500 | ppmv |  |  | SD<1 | 25 | 5 | 75 | Ceiling tile | steady-state conditions | 180 |  |  | 6.8 | LR | 0.5 |  |  |  |  | >5 | [10 empty] | ceiling tile |  | /cm^2 | 500
Rastogi 2010 Systematic evaluation of the efficacy of chlorine dioxide in decontamition of building interior surfaces contamited with anthrax spores |  | Fumigation | CFU | 2100000 |  |  | 1.69 | cm^2 | 0.000169 | m^2 |  |  | 0.1 | 500 | ppmv |  |  | SD<1 | 25 | 5 | 75 | Ceiling tile | steady-state conditions | 300 |  |  | 6.8 | LR | 0.4 |  |  |  |  | >5 | [10 empty] | ceiling tile |  | /cm^2 | 500
Rastogi 2010 Systematic evaluation of the efficacy of chlorine dioxide in decontamition of building interior surfaces contamited with anthrax spores |  | Fumigation | CFU | 2100000 |  |  | 1.69 | cm^2 | 0.000169 | m^2 |  |  | 0.1 | 500 | ppmv |  |  | SD<1 | 25 | 5 | 75 | Ceiling tile | steady-state conditions | 600 |  | > | 7 | LR | 0.1 |  |  |  |  | >5 | [10 empty] | ceiling tile |  | /cm^2 | 500 |  |  | 0 | 7
Rastogi 2010 Systematic evaluation of the efficacy of chlorine dioxide in decontamition of building interior surfaces contamited with anthrax spores |  | Fumigation | CFU | 2100000 |  |  | 1.69 | cm^2 | 0.000169 | m^2 |  |  | 0.1 | 500 | ppmv |  |  | SD<1 | 25 | 5 | 75 | Cinder block | steady-state conditions | 30 |  |  | 2 | LR | 0.7 |  |  |  |  | >5 | [10 empty] | concrete |  | /cm^2 | 500
Rastogi 2010 Systematic evaluation of the efficacy of chlorine dioxide in decontamition of building interior surfaces contamited with anthrax spores |  | Fumigation | CFU | 2100000 |  |  | 1.69 | cm^2 | 0.000169 | m^2 |  |  | 0.1 | 500 | ppmv |  |  | SD<1 | 25 | 5 | 75 | Cinder block | steady-state conditions | 60 |  |  | 2.4 | LR | 1.3 |  |  |  |  | >5 | [10 empty] | concrete |  | /cm^2 | 500
Rastogi 2010 Systematic evaluation of the efficacy of chlorine dioxide in decontamition of building interior surfaces contamited with anthrax spores |  | Fumigation | CFU | 2100000 |  |  | 1.69 | cm^2 | 0.000169 | m^2 |  |  | 0.1 | 500 | ppmv |  |  | SD<1 | 25 | 5 | 75 | Cinder block | steady-state conditions | 180 |  |  | 4.1 | LR | 2.2000000000000002 |  |  |  |  | >5 | [10 empty] | concrete |  | /cm^2 | 500
Rastogi 2010 Systematic evaluation of the efficacy of chlorine dioxide in decontamition of building interior surfaces contamited with anthrax spores |  | Fumigation | CFU | 2100000 |  |  | 1.69 | cm^2 | 0.000169 | m^2 |  |  | 0.1 | 500 | ppmv |  |  | SD<1 | 25 | 5 | 75 | Cinder block | steady-state conditions | 300 |  |  | 4.4 | LR | 2.1 |  |  |  |  | >5 | [10 empty] | concrete |  | /cm^2 | 500
Rastogi 2010 Systematic evaluation of the efficacy of chlorine dioxide in decontamition of building interior surfaces contamited with anthrax spores |  | Fumigation | CFU | 2100000 |  |  | 1.69 | cm^2 | 0.000169 | m^2 |  |  | 0.1 | 500 | ppmv |  |  | SD<1 | 25 | 5 | 75 | Cinder block | steady-state conditions | 600 |  |  | 4.2 | LR | 1.7 |  |  |  |  | >5 | [10 empty] | concrete |  | /cm^2 | 500
Rastogi 2010 Systematic evaluation of the efficacy of chlorine dioxide in decontamition of building interior surfaces contamited with anthrax spores |  | Fumigation | CFU | 2100000 |  |  | 1.69 | cm^2 | 0.000169 | m^2 |  |  | 0.1 | 500 | ppmv |  |  | SD<1 | 25 | 5 | 75 | Cinder block | steady-state conditions | 30 |  |  | 1.5 | LR | 1 |  |  |  |  | >5 | [10 empty] | concrete |  | /cm^2 | 500
Rastogi 2010 Systematic evaluation of the efficacy of chlorine dioxide in decontamition of building interior surfaces contamited with anthrax spores |  | Fumigation | CFU | 2100000 |  |  | 1.69 | cm^2 | 0.000169 | m^2 |  |  | 0.1 | 500 | ppmv |  |  | SD<1 | 25 | 5 | 75 | Cinder block | steady-state conditions | 60 |  |  | 1.9 | LR | 0.8 |  |  |  |  | >5 | [10 empty] | concrete |  | /cm^2 | 500
Rastogi 2010 Systematic evaluation of the efficacy of chlorine dioxide in decontamition of building interior surfaces contamited with anthrax spores |  | Fumigation | CFU | 2100000 |  |  | 1.69 | cm^2 | 0.000169 | m^2 |  |  | 0.1 | 500 | ppmv |  |  | SD<1 | 25 | 5 | 75 | Cinder block | steady-state conditions | 180 |  |  | 4.2 | LR | 2.2000000000000002 |  |  |  |  | >5 | [10 empty] | concrete |  | /cm^2 | 500
Rastogi 2010 Systematic evaluation of the efficacy of chlorine dioxide in decontamition of building interior surfaces contamited with anthrax spores |  | Fumigation | CFU | 2100000 |  |  | 1.69 | cm^2 | 0.000169 | m^2 |  |  | 0.1 | 500 | ppmv |  |  | SD<1 | 25 | 5 | 75 | Cinder block | steady-state conditions | 300 |  |  | 4.1 | LR | 1.3 |  |  |  |  | >5 | [10 empty] | concrete |  | /cm^2 | 500
Rastogi 2010 Systematic evaluation of the efficacy of chlorine dioxide in decontamition of building interior surfaces contamited with anthrax spores |  | Fumigation | CFU | 2100000 |  |  | 1.69 | cm^2 | 0.000169 | m^2 |  |  | 0.1 | 500 | ppmv |  |  | SD<1 | 25 | 5 | 75 | Cinder block | steady-state conditions | 600 |  |  | 5.3 | LR | 1.5 |  |  |  |  | >5 | [10 empty] | concrete |  | /cm^2 | 500
Rastogi 2010 Systematic evaluation of the efficacy of chlorine dioxide in decontamition of building interior surfaces contamited with anthrax spores |  | Fumigation | CFU | 2100000 |  |  | 1.69 | cm^2 | 0.000169 | m^2 |  |  | 0.1 | 500 | ppmv |  |  | SD<1 | 25 | 5 | 75 | painted I-beam steel | steady-state conditions | 30 |  |  | 2.4 | LR | 1.1000000000000001 |  |  |  |  | >5 | [12 empty] | /cm^2 | 500
Rastogi 2010 Systematic evaluation of the efficacy of chlorine dioxide in decontamition of building interior surfaces contamited with anthrax spores |  | Fumigation | CFU | 2100000 |  |  | 1.69 | cm^2 | 0.000169 | m^2 |  |  | 0.1 | 500 | ppmv |  |  | SD<1 | 25 | 5 | 75 | painted I-beam steel | steady-state conditions | 60 |  |  | 4.6 | LR | 1.6 |  |  |  |  | >5 | [12 empty] | /cm^2 | 500
Rastogi 2010 Systematic evaluation of the efficacy of chlorine dioxide in decontamition of building interior surfaces contamited with anthrax spores |  | Fumigation | CFU | 2100000 |  |  | 1.69 | cm^2 | 0.000169 | m^2 |  |  | 0.1 | 500 | ppmv |  |  | SD<1 | 25 | 5 | 75 | painted I-beam steel | steady-state conditions | 180 |  |  | 5.9 | LR | 1.3 |  |  |  |  | >5 | [12 empty] | /cm^2 | 500
Rastogi 2010 Systematic evaluation of the efficacy of chlorine dioxide in decontamition of building interior surfaces contamited with anthrax spores |  | Fumigation | CFU | 2100000 |  |  | 1.69 | cm^2 | 0.000169 | m^2 |  |  | 0.1 | 500 | ppmv |  |  | SD<1 | 25 | 5 | 75 | painted I-beam steel | steady-state conditions | 300 |  |  | 5.9 | LR | 1.1000000000000001 |  |  |  |  | >5 | [12 empty] | /cm^2 | 500
Rastogi 2010 Systematic evaluation of the efficacy of chlorine dioxide in decontamition of building interior surfaces contamited with anthrax spores |  | Fumigation | CFU | 2100000 |  |  | 1.69 | cm^2 | 0.000169 | m^2 |  |  | 0.1 | 500 | ppmv |  |  | SD<1 | 25 | 5 | 75 | painted I-beam steel | steady-state conditions | 600 |  |  | 6.7 | LR | 0.7 |  |  |  |  | >5 | [12 empty] | /cm^2 | 500
Rastogi 2010 Systematic evaluation of the efficacy of chlorine dioxide in decontamition of building interior surfaces contamited with anthrax spores |  | Fumigation | CFU | 2100000 |  |  | 1.69 | cm^2 | 0.000169 | m^2 |  |  | 0.1 | 500 | ppmv |  |  | SD<1 | 25 | 5 | 75 | painted I-beam steel | steady-state conditions | 30 |  |  | 2.4 | LR | 0.5 |  |  |  |  | >5 | [12 empty] | /cm^2 | 500
Rastogi 2010 Systematic evaluation of the efficacy of chlorine dioxide in decontamition of building interior surfaces contamited with anthrax spores |  | Fumigation | CFU | 10000000 |  |  | 1.69 | cm^2 | 0.000169 | m^2 |  |  | 0.1 | 500 | ppmv |  |  | SD<1 | 25 | 5 | 75 | painted I-beam steel | steady-state conditions | 60 |  |  | 3 | LR | 0.6 |  |  |  |  | >5 | [12 empty] | /cm^2 | 500
Rastogi 2010 Systematic evaluation of the efficacy of chlorine dioxide in decontamition of building interior surfaces contamited with anthrax spores |  | Fumigation | CFU | 10000000 |  |  | 1.69 | cm^2 | 0.000169 | m^2 |  |  | 0.1 | 500 | ppmv |  |  | SD<1 | 25 | 5 | 75 | painted I-beam steel | steady-state conditions | 180 |  |  | 4.9 | LR | 1.8 |  |  |  |  | >5 | [12 empty] | /cm^2 | 500
Rastogi 2010 Systematic evaluation of the efficacy of chlorine dioxide in decontamition of building interior surfaces contamited with anthrax spores |  | Fumigation | CFU | 10000000 |  |  | 1.69 | cm^2 | 0.000169 | m^2 |  |  | 0.1 | 500 | ppmv |  |  | SD<1 | 25 | 5 | 75 | painted I-beam steel | steady-state conditions | 300 |  |  | 5.3 | LR | 1.1000000000000001 |  |  |  |  | >5 | [12 empty] | /cm^2 | 500
Rastogi 2010 Systematic evaluation of the efficacy of chlorine dioxide in decontamition of building interior surfaces contamited with anthrax spores |  | Fumigation | CFU | 10000000 |  |  | 1.69 | cm^2 | 0.000169 | m^2 |  |  | 0.1 | 500 | ppmv |  |  | SD<1 | 25 | 5 | 75 | painted I-beam steel | steady-state conditions | 600 |  |  | 6.4 | LR | 0.8 |  |  |  |  | >5 | [12 empty] | /cm^2 | 500
Rastogi 2010 Systematic evaluation of the efficacy of chlorine dioxide in decontamition of building interior surfaces contamited with anthrax spores |  | Fumigation | CFU | 10000000 |  |  | 1.69 | cm^2 | 0.000169 | m^2 |  |  | 0.1 | 500 | ppmv |  |  | SD<1 | 25 | 5 | 75 | painted wallboard | steady-state conditions | 30 |  |  | 2.1 | LR | 0.9 |  |  |  |  | >5 | [10 empty] | wallboard |  | /cm^2 | 500
Rastogi 2010 Systematic evaluation of the efficacy of chlorine dioxide in decontamition of building interior surfaces contamited with anthrax spores |  | Fumigation | CFU | 10000000 |  |  | 1.69 | cm^2 | 0.000169 | m^2 |  |  | 0.1 | 500 | ppmv |  |  | SD<1 | 25 | 5 | 75 | painted wallboard | steady-state conditions | 60 |  |  | 4.7 | LR | 2.2999999999999998 |  |  |  |  | >5 | [10 empty] | wallboard |  | /cm^2 | 500
Rastogi 2010 Systematic evaluation of the efficacy of chlorine dioxide in decontamition of building interior surfaces contamited with anthrax spores |  | Fumigation | CFU | 10000000 |  |  | 1.69 | cm^2 | 0.000169 | m^2 |  |  | 0.1 | 500 | ppmv |  |  | SD<1 | 25 | 5 | 75 | painted wallboard | steady-state conditions | 180 |  |  | 6.1 | LR | 1.5 |  |  |  |  | >5 | [10 empty] | wallboard |  | /cm^2 | 500
Rastogi 2010 Systematic evaluation of the efficacy of chlorine dioxide in decontamition of building interior surfaces contamited with anthrax spores |  | Fumigation | CFU | 10000000 |  |  | 1.69 | cm^2 | 0.000169 | m^2 |  |  | 0.1 | 500 | ppmv |  |  | SD<1 | 25 | 5 | 75 | painted wallboard | steady-state conditions | 300 |  |  | 6.4 | LR | 1.4 |  |  |  |  | >5 | [10 empty] | wallboard |  | /cm^2 | 500
Rastogi 2010 Systematic evaluation of the efficacy of chlorine dioxide in decontamition of building interior surfaces contamited with anthrax spores |  | Fumigation | CFU | 10000000 |  |  | 1.69 | cm^2 | 0.000169 | m^2 |  |  | 0.1 | 500 | ppmv |  |  | SD<1 | 25 | 5 | 75 | painted wallboard | steady-state conditions | 600 |  | > | 7.2 | LR | 0.2 |  |  |  |  | >5 | [10 empty] | wallboard |  | /cm^2 | 500 |  |  | 0 | 7.2
Rastogi 2010 Systematic evaluation of the efficacy of chlorine dioxide in decontamition of building interior surfaces contamited with anthrax spores |  | Fumigation | CFU | 10000000 |  |  | 1.69 | cm^2 | 0.000169 | m^2 |  |  | 0.1 | 500 | ppmv |  |  | SD<1 | 25 | 5 | 75 | painted wallboard | steady-state conditions | 30 |  |  | 1.2 | LR | 0.5 |  |  |  |  | >5 | [10 empty] | wallboard |  | /cm^2 | 500
Rastogi 2010 Systematic evaluation of the efficacy of chlorine dioxide in decontamition of building interior surfaces contamited with anthrax spores |  | Fumigation | CFU | 10000000 |  |  | 1.69 | cm^2 | 0.000169 | m^2 |  |  | 0.1 | 500 | ppmv |  |  | SD<1 | 25 | 5 | 75 | painted wallboard | steady-state conditions | 60 |  |  | 2.3 | LR | 0.6 |  |  |  |  | >5 | [10 empty] | wallboard |  | /cm^2 | 500
Rastogi 2010 Systematic evaluation of the efficacy of chlorine dioxide in decontamition of building interior surfaces contamited with anthrax spores |  | Fumigation | CFU | 10000000 |  |  | 1.69 | cm^2 | 0.000169 | m^2 |  |  | 0.1 | 500 | ppmv |  |  | SD<1 | 25 | 5 | 75 | painted wallboard | steady-state conditions | 180 |  |  | 5.6 | LR | 1.4 |  |  |  |  | >5 | [10 empty] | wallboard |  | /cm^2 | 500
Rastogi 2010 Systematic evaluation of the efficacy of chlorine dioxide in decontamition of building interior surfaces contamited with anthrax spores |  | Fumigation | CFU | 10000000 |  |  | 1.69 | cm^2 | 0.000169 | m^2 |  |  | 0.1 | 500 | ppmv |  |  | SD<1 | 25 | 5 | 75 | painted wallboard | steady-state conditions | 300 |  |  | 5.6 | LR | 1.4 |  |  |  |  | >5 | [10 empty] | wallboard |  | /cm^2 | 500
Rastogi 2010 Systematic evaluation of the efficacy of chlorine dioxide in decontamition of building interior surfaces contamited with anthrax spores |  | Fumigation | CFU | 10000000 |  |  | 1.69 | cm^2 | 0.000169 | m^2 |  |  | 0.1 | 500 | ppmv |  |  | SD<1 | 25 | 5 | 75 | painted wallboard | steady-state conditions | 600 |  | > | 6.9 | LR | 0.2 |  |  |  |  | >5 | [10 empty] | wallboard |  | /cm^2 | 500 |  |  | 0 | 6.9
Rastogi 2010 Systematic evaluation of the efficacy of chlorine dioxide in decontamition of building interior surfaces contamited with anthrax spores |  | Fumigation | CFU | 10000000 |  |  | 1.69 | cm^2 | 0.000169 | m^2 |  |  | 0.1 | 500 | ppmv |  |  | SD<1 | 25 | 5 | 75 | Wood | steady-state conditions | 30 |  |  | 1.4 | LR | 0.4 |  |  |  |  | >5 | [10 empty] | wood |  | /cm^2 | 500
Rastogi 2010 Systematic evaluation of the efficacy of chlorine dioxide in decontamition of building interior surfaces contamited with anthrax spores |  | Fumigation | CFU | 10000000 |  |  | 1.69 | cm^2 | 0.000169 | m^2 |  |  | 0.1 | 500 | ppmv |  |  | SD<1 | 25 | 5 | 75 | Wood | steady-state conditions | 60 |  |  | 2.2 | LR | 0.7 |  |  |  |  | >5 | [10 empty] | wood |  | /cm^2 | 500
Rastogi 2010 Systematic evaluation of the efficacy of chlorine dioxide in decontamition of building interior surfaces contamited with anthrax spores |  | Fumigation | CFU | 10000000 |  |  | 1.69 | cm^2 | 0.000169 | m^2 |  |  | 0.1 | 500 | ppmv |  |  | SD<1 | 25 | 5 | 75 | Wood | steady-state conditions | 180 |  |  | 3.1 | LR | 0.7 |  |  |  |  | >5 | [10 empty] | wood |  | /cm^2 | 500
Rastogi 2010 Systematic evaluation of the efficacy of chlorine dioxide in decontamition of building interior surfaces contamited with anthrax spores |  | Fumigation | CFU | 10000000 |  |  | 1.69 | cm^2 | 0.000169 | m^2 |  |  | 0.1 | 500 | ppmv |  |  | SD<1 | 25 | 5 | 75 | Wood | steady-state conditions | 300 |  |  | 4.3 | LR | 1.2 |  |  |  |  | >5 | [10 empty] | wood |  | /cm^2 | 500
Rastogi 2010 Systematic evaluation of the efficacy of chlorine dioxide in decontamition of building interior surfaces contamited with anthrax spores |  | Fumigation | CFU | 10000000 |  |  | 1.69 | cm^2 | 0.000169 | m^2 |  |  | 0.1 | 500 | ppmv |  |  | SD<1 | 25 | 5 | 75 | Wood | steady-state conditions | 600 |  |  | 6.3 | LR | 1.1000000000000001 |  |  |  |  | >5 | [10 empty] | wood |  | /cm^2 | 500
Rastogi 2010 Systematic evaluation of the efficacy of chlorine dioxide in decontamition of building interior surfaces contamited with anthrax spores |  | Fumigation | CFU | 10000000 |  |  | 1.69 | cm^2 | 0.000169 | m^2 |  |  | 0.1 | 500 | ppmv |  |  | SD<1 | 25 | 5 | 75 | Wood | steady-state conditions | 30 |  |  | 1 | LR | 0.3 |  |  |  |  | >5 | [10 empty] | wood |  | /cm^2 | 500
Rastogi 2010 Systematic evaluation of the efficacy of chlorine dioxide in decontamition of building interior surfaces contamited with anthrax spores |  | Fumigation | CFU | 10000000 |  |  | 1.69 | cm^2 | 0.000169 | m^2 |  |  | 0.1 | 500 | ppmv |  |  | SD<1 | 25 | 5 | 75 | Wood | steady-state conditions | 60 |  |  | 1.6 | LR | 0.6 |  |  |  |  | >5 | [10 empty] | wood |  | /cm^2 | 500
Rastogi 2010 Systematic evaluation of the efficacy of chlorine dioxide in decontamition of building interior surfaces contamited with anthrax spores |  | Fumigation | CFU | 10000000 |  |  | 1.69 | cm^2 | 0.000169 | m^2 |  |  | 0.1 | 500 | ppmv |  |  | SD<1 | 25 | 5 | 75 | Wood | steady-state conditions | 180 |  |  | 3.4 | LR | 1.2 |  |  |  |  | >5 | [10 empty] | wood |  | /cm^2 | 500
Rastogi 2010 Systematic evaluation of the efficacy of chlorine dioxide in decontamition of building interior surfaces contamited with anthrax spores |  | Fumigation | CFU | 10000000 |  |  | 1.69 | cm^2 | 0.000169 | m^2 |  |  | 0.1 | 500 | ppmv |  |  | SD<1 | 25 | 5 | 75 | Wood | steady-state conditions | 300 |  |  | 3.3 | LR | 0.7 |  |  |  |  | >5 | [10 empty] | wood |  | /cm^2 | 500
Rastogi 2010 Systematic evaluation of the efficacy of chlorine dioxide in decontamition of building interior surfaces contamited with anthrax spores |  | Fumigation | CFU | 10000000 |  |  | 1.69 | cm^2 | 0.000169 | m^2 |  |  | 0.1 | 500 | ppmv |  |  | SD<1 | 25 | 5 | 75 | Wood | steady-state conditions | 600 |  |  | 4.8 | LR | 1.6 |  |  |  |  | >5 | [10 empty] | wood |  | /cm^2 | 500
Rastogi 2009 Quantitative method to determine sporicidal decontamition of building surfaces by gaseous fumigants, and issues related to laboratory-scale studies |  | Fumigation | CFU | 10000000 |  |  | 1.69 | cm^2 | 0.000169 | m^2 |  |  |  | 3600 | ppmv |  |  |  | 25 | 5 | 75 | carpet | steady-state conditions | 180 |  |  | 5.6674 | LR |  | SD |  |  |  | 5 | [10 empty] | carpet |  | /cm^2 | 3600
Rastogi 2009 Quantitative method to determine sporicidal decontamition of building surfaces by gaseous fumigants, and issues related to laboratory-scale studies |  | Fumigation | CFU | 10000000 |  |  | 1.69 | cm^2 | 0.000169 | m^2 |  |  |  | 3600 | ppmv |  |  |  | 25 | 5 | 75 | ceiling tile | steady-state conditions | 180 |  |  | 5.3588 | LR |  | SD |  |  |  | 5 | [10 empty] | ceiling tile |  | /cm^2 | 3600
Rastogi 2009 Quantitative method to determine sporicidal decontamition of building surfaces by gaseous fumigants, and issues related to laboratory-scale studies |  | Fumigation | CFU | 10000000 |  |  | 3.25 | cm^2 | 0.000325 | m^2 |  |  |  | 3600 | ppmv |  |  |  | 25 | 5 | 75 | cinder block | steady-state conditions | 180 |  |  | 4.5997 | LR |  | SD |  |  |  | 5 | [10 empty] | concrete |  | /cm^2 | 3600
Rastogi 2009 Quantitative method to determine sporicidal decontamition of building surfaces by gaseous fumigants, and issues related to laboratory-scale studies |  | Fumigation | CFU | 10000000 |  |  | 1.69 | cm^2 | 0.000169 | m^2 |  |  |  | 3600 | ppmv |  |  |  | 25 | 5 | 75 | painted I-beam steel | steady-state conditions | 180 |  |  | 5.4167 | LR |  | SD |  |  |  | 5 | [12 empty] | /cm^2 | 3600
Rastogi 2009 Quantitative method to determine sporicidal decontamition of building surfaces by gaseous fumigants, and issues related to laboratory-scale studies |  | Fumigation | CFU | 4900000 |  |  | 1.69 | cm^2 | 0.000169 | m^2 |  |  |  | 3600 | ppmv |  |  |  | 25 | 5 | 75 | painted wallboard | steady-state conditions | 180 |  |  | 5.9266 | LR |  | SD |  |  |  | 5 | [10 empty] | wallboard |  | /cm^2 | 3600
Rastogi 2009 Quantitative method to determine sporicidal decontamition of building surfaces by gaseous fumigants, and issues related to laboratory-scale studies |  | Fumigation | CFU | 4900000 |  |  | 1.69 | cm^2 | 0.000169 | m^2 |  |  |  | 3600 | ppmv |  |  |  | 25 | 5 | 75 | wood | steady-state conditions | 180 |  |  | 2.3431 | LR |  | SD |  |  |  | 5 | [10 empty] | wood |  | /cm^2 | 3600
Rastogi 2009 Quantitative method to determine sporicidal decontamition of building surfaces by gaseous fumigants, and issues related to laboratory-scale studies |  | Fumigation | CFU | 4900000 |  |  | 1.69 | cm^2 | 0.000169 | m^2 |  |  |  | 3600 | ppmv |  |  |  | 25 | 5 | 75 | carpet | steady-state conditions | 180 |  |  | 6.5755 | LR |  | SD |  |  |  | 5 | [10 empty] | carpet |  | /cm^2 | 3600
Rastogi 2009 Quantitative method to determine sporicidal decontamition of building surfaces by gaseous fumigants, and issues related to laboratory-scale studies |  | Fumigation | CFU | 4900000 |  |  | 1.69 | cm^2 | 0.000169 | m^2 |  |  |  | 3600 | ppmv |  |  |  | 25 | 5 | 75 | ceiling tile | steady-state conditions | 180 |  |  | 5.1206 | LR |  | SD |  |  |  | 5 | [10 empty] | ceiling tile |  | /cm^2 | 3600
Rastogi 2009 Quantitative method to determine sporicidal decontamition of building surfaces by gaseous fumigants, and issues related to laboratory-scale studies |  | Fumigation | CFU | 4900000 |  |  | 3.25 | cm^2 | 0.000325 | m^2 |  |  |  | 3600 | ppmv |  |  |  | 25 | 5 | 75 | cinder block | steady-state conditions | 180 |  |  | 4.423 | LR |  | SD |  |  |  | 5 | [10 empty] | concrete |  | /cm^2 | 3600
Rastogi 2009 Quantitative method to determine sporicidal decontamition of building surfaces by gaseous fumigants, and issues related to laboratory-scale studies |  | Fumigation | CFU | 4900000 |  |  | 1.69 | cm^2 | 0.000169 | m^2 |  |  |  | 3600 | ppmv |  |  |  | 25 | 5 | 75 | painted I-beam steel | steady-state conditions | 180 |  |  | 5.8744 | LR |  | SD |  |  |  | 5 | [12 empty] | /cm^2 | 3600
Rastogi 2009 Quantitative method to determine sporicidal decontamition of building surfaces by gaseous fumigants, and issues related to laboratory-scale studies |  | Fumigation | CFU | 4900000 |  |  | 1.69 | cm^2 | 0.000169 | m^2 |  |  |  | 3600 | ppmv |  |  |  | 25 | 5 | 75 | painted wallboard | steady-state conditions | 180 |  |  | 6.978 | LR |  | SD |  |  |  | 5 | [10 empty] | wallboard |  | /cm^2 | 3600
Rastogi 2009 Quantitative method to determine sporicidal decontamition of building surfaces by gaseous fumigants, and issues related to laboratory-scale studies |  | Fumigation | CFU | 4900000 |  |  | 1.69 | cm^2 | 0.000169 | m^2 |  |  |  | 3600 | ppmv |  |  |  | 25 | 5 | 75 | wood | steady-state conditions | 180 |  |  | 3.0056 | LR |  | SD |  |  |  | 5 | [10 empty] | wood |  | /cm^2 | 3600
Rastogi 2009 Quantitative method to determine sporicidal decontamition of building surfaces by gaseous fumigants, and issues related to laboratory-scale studies |  | Fumigation | CFU | 4900000 |  |  | 1.69 | cm^2 | 0.000169 | m^2 |  |  |  | 3600 | ppmv |  |  |  | 25 | 5 | 75 | carpet | steady-state conditions | 180 |  |  | 3.7585 | LR |  | SD |  |  |  | 5 | [10 empty] | carpet |  | /cm^2 | 3600
Rastogi 2009 Quantitative method to determine sporicidal decontamition of building surfaces by gaseous fumigants, and issues related to laboratory-scale studies |  | Fumigation | CFU | 4900000 |  |  | 1.69 | cm^2 | 0.000169 | m^2 |  |  |  | 3600 | ppmv |  |  |  | 25 | 5 | 75 | ceiling tile | steady-state conditions | 180 |  |  | 3.8385 | LR |  | SD |  |  |  | 5 | [10 empty] | ceiling tile |  | /cm^2 | 3600
Rastogi 2009 Quantitative method to determine sporicidal decontamition of building surfaces by gaseous fumigants, and issues related to laboratory-scale studies |  | Fumigation | CFU | 4900000 |  |  | 3.25 | cm^2 | 0.000325 | m^2 |  |  |  | 3600 | ppmv |  |  |  | 25 | 5 | 75 | cinder block | steady-state conditions | 180 |  |  | 1.4421 | LR |  | SD |  |  |  | 5 | [10 empty] | concrete |  | /cm^2 | 3600
Rastogi 2009 Quantitative method to determine sporicidal decontamition of building surfaces by gaseous fumigants, and issues related to laboratory-scale studies |  | Fumigation | CFU | 4900000 |  |  | 1.69 | cm^2 | 0.000169 | m^2 |  |  |  | 3600 | ppmv |  |  |  | 25 | 5 | 75 | painted I-beam steel | steady-state conditions | 180 |  |  | 0.76496 | LR |  | SD |  |  |  | 5 | [12 empty] | /cm^2 | 3600
Rastogi 2009 Quantitative method to determine sporicidal decontamition of building surfaces by gaseous fumigants, and issues related to laboratory-scale studies |  | Fumigation | CFU | 1000000 |  |  | 1.69 | cm^2 | 0.000169 | m^2 |  |  |  | 3600 | ppmv |  |  |  | 25 | 5 | 75 | painted wallboard | steady-state conditions | 180 |  |  | 0.90644 | LR |  | SD |  |  |  | 5 | [10 empty] | wallboard |  | /cm^2 | 3600
Rastogi 2009 Quantitative method to determine sporicidal decontamition of building surfaces by gaseous fumigants, and issues related to laboratory-scale studies |  | Fumigation | CFU | 1000000 |  |  | 1.69 | cm^2 | 0.000169 | m^2 |  |  |  | 3600 | ppmv |  |  |  | 25 | 5 | 75 | wood | steady-state conditions | 180 |  |  | 1.171 | LR |  | SD |  |  |  | 5 | [10 empty] | wood |  | /cm^2 | 3600
Rastogi 2009 Quantitative method to determine sporicidal decontamition of building surfaces by gaseous fumigants, and issues related to laboratory-scale studies |  | Fumigation | CFU | 1000000 |  |  | 1.69 | cm^2 | 0.000169 | m^2 |  |  | 0.2 | 290 | ppmv |  |  |  | 25 |  | 75 | carpet | variable-condition process | 180 |  |  | 5.633 | LR |  | SD |  |  |  | 5 | [10 empty] | carpet |  | /cm^2 |  |  | 290
Rastogi 2009 Quantitative method to determine sporicidal decontamition of building surfaces by gaseous fumigants, and issues related to laboratory-scale studies |  | Fumigation | CFU | 1000000 |  |  | 1.69 | cm^2 | 0.000169 | m^2 |  |  | 0.2 | 290 | ppmv |  |  |  | 25 |  | 75 | ceiling tile | variable-condition process | 180 |  |  | 6.2694 | LR |  | SD |  |  |  | 5 | [10 empty] | ceiling tile |  | /cm^2 |  |  | 290
Rastogi 2009 Quantitative method to determine sporicidal decontamition of building surfaces by gaseous fumigants, and issues related to laboratory-scale studies |  | Fumigation | CFU | 1000000 |  |  | 3.25 | cm^2 | 0.000325 | m^2 |  |  | 0.2 | 290 | ppmv |  |  |  | 25 |  | 75 | cinder block | variable-condition process | 180 |  |  | 0.82492 | LR |  | SD |  |  |  | 5 | [10 empty] | concrete |  | /cm^2 |  |  | 290
Rastogi 2009 Quantitative method to determine sporicidal decontamition of building surfaces by gaseous fumigants, and issues related to laboratory-scale studies |  | Fumigation | CFU | 1000000 |  |  | 1.69 | cm^2 | 0.000169 | m^2 |  |  | 0.2 | 290 | ppmv |  |  |  | 25 |  | 75 | painted I-beam steel | variable-condition process | 180 |  |  | 5.4444 | LR |  | SD |  |  |  | 5 | [12 empty] | /cm^2 |  |  | 290
Rastogi 2009 Quantitative method to determine sporicidal decontamition of building surfaces by gaseous fumigants, and issues related to laboratory-scale studies |  | Fumigation | CFU | 1000000 |  |  | 1.69 | cm^2 | 0.000169 | m^2 |  |  | 0.2 | 290 | ppmv |  |  |  | 25 |  | 75 | painted wallboard | variable-condition process | 180 |  |  | 5.8923 | LR |  | SD |  |  |  | 5 | [10 empty] | wallboard |  | /cm^2 |  |  | 290
Rastogi 2009 Quantitative method to determine sporicidal decontamition of building surfaces by gaseous fumigants, and issues related to laboratory-scale studies |  | Fumigation | CFU | 1000000 |  |  | 1.69 | cm^2 | 0.000169 | m^2 |  |  | 0.2 | 290 | ppmv |  |  |  | 25 |  | 75 | wood | variable-condition process | 180 |  |  | 5.4916 | LR |  | SD |  |  |  | 5 | [10 empty] | wood |  | /cm^2 |  |  | 290
Rastogi 2009 Quantitative method to determine sporicidal decontamition of building surfaces by gaseous fumigants, and issues related to laboratory-scale studies |  | Fumigation | CFU | 1000000 |  |  | 1.69 | cm^2 | 0.000169 | m^2 |  |  | 0.2 | 290 | ppmv |  |  |  | 25 |  | 75 | carpet | variable-condition process | 180 |  |  | 5.1145 | LR |  | SD |  |  |  | 5 | [10 empty] | carpet |  | /cm^2 |  |  | 290
Rastogi 2009 Quantitative method to determine sporicidal decontamition of building surfaces by gaseous fumigants, and issues related to laboratory-scale studies |  | Fumigation | CFU | 1000000 |  |  | 1.69 | cm^2 | 0.000169 | m^2 |  |  | 0.2 | 290 | ppmv |  |  |  | 25 |  | 75 | ceiling tile | variable-condition process | 180 |  |  | 4.596 | LR |  | SD |  |  |  | 5 | [10 empty] | ceiling tile |  | /cm^2 |  |  | 290
Rastogi 2009 Quantitative method to determine sporicidal decontamition of building surfaces by gaseous fumigants, and issues related to laboratory-scale studies |  | Fumigation | CFU | 1000000 |  |  | 3.25 | cm^2 | 0.000325 | m^2 |  |  | 0.2 | 290 | ppmv |  |  |  | 25 |  | 75 | cinder block | variable-condition process | 180 |  |  | 0.6835 | LR |  | SD |  |  |  | 5 | [10 empty] | concrete |  | /cm^2 |  |  | 290
Rastogi 2009 Quantitative method to determine sporicidal decontamition of building surfaces by gaseous fumigants, and issues related to laboratory-scale studies |  | Fumigation | CFU | 1000000 |  |  | 1.69 | cm^2 | 0.000169 | m^2 |  |  | 0.2 | 290 | ppmv |  |  |  | 25 |  | 75 | painted I-beam steel | variable-condition process | 180 |  |  | 6.4343 | LR |  | SD |  |  |  | 5 | [12 empty] | /cm^2 |  |  | 290
Rastogi 2009 Quantitative method to determine sporicidal decontamition of building surfaces by gaseous fumigants, and issues related to laboratory-scale studies |  | Fumigation | CFU | 1000000 |  |  | 1.69 | cm^2 | 0.000169 | m^2 |  |  | 0.2 | 290 | ppmv |  |  |  | 25 |  | 75 | painted wallboard | variable-condition process | 180 |  |  | 6.5051 | LR |  | SD |  |  |  | 5 | [10 empty] | wallboard |  | /cm^2 |  |  | 290
Rastogi 2009 Quantitative method to determine sporicidal decontamition of building surfaces by gaseous fumigants, and issues related to laboratory-scale studies |  | Fumigation | CFU | 1000000 |  |  | 1.69 | cm^2 | 0.000169 | m^2 |  |  | 0.2 | 290 | ppmv |  |  |  | 25 |  | 75 | wood | variable-condition process | 180 |  |  | 3.2525 | LR |  | SD |  |  |  | 5 | [10 empty] | wood |  | /cm^2 |  |  | 290
Rastogi 2009 Quantitative method to determine sporicidal decontamition of building surfaces by gaseous fumigants, and issues related to laboratory-scale studies |  | Fumigation | CFU | 1000000 |  |  | 1.69 | cm^2 | 0.000169 | m^2 |  |  | 0.2 | 290 | ppmv |  |  |  | 25 |  | 75 | carpet | variable-condition process | 180 |  |  | 0.16498 | LR |  | SD |  |  |  | 5 | [10 empty] | carpet |  | /cm^2 |  |  | 290
Rastogi 2009 Quantitative method to determine sporicidal decontamition of building surfaces by gaseous fumigants, and issues related to laboratory-scale studies |  | Fumigation | CFU | 1000000 |  |  | 1.69 | cm^2 | 0.000169 | m^2 |  |  | 0.2 | 290 | ppmv |  |  |  | 25 |  | 75 | ceiling tile | variable-condition process | 180 |  |  | 0.80135 | LR |  | SD |  |  |  | 5 | [10 empty] | ceiling tile |  | /cm^2 |  |  | 290
Rastogi 2009 Quantitative method to determine sporicidal decontamition of building surfaces by gaseous fumigants, and issues related to laboratory-scale studies |  | Fumigation | CFU | 1000000 |  |  | 3.25 | cm^2 | 0.000325 | m^2 |  |  | 0.2 | 290 | ppmv |  |  |  | 25 |  | 75 | cinder block | variable-condition process | 180 |  |  | 0.21212 | LR |  | SD |  |  |  | 5 | [10 empty] | concrete |  | /cm^2 |  |  | 290
Rastogi 2009 Quantitative method to determine sporicidal decontamition of building surfaces by gaseous fumigants, and issues related to laboratory-scale studies |  | Fumigation | CFU | 1000000 |  |  | 1.69 | cm^2 | 0.000169 | m^2 |  |  | 0.2 | 290 | ppmv |  |  |  | 25 |  | 75 | painted I-beam steel | variable-condition process | 180 |  |  | 0.3064 | LR |  | SD |  |  |  | 5 | [12 empty] | /cm^2 |  |  | 290
Rastogi 2009 Quantitative method to determine sporicidal decontamition of building surfaces by gaseous fumigants, and issues related to laboratory-scale studies |  | Fumigation | CFU | 1000000 |  |  | 1.69 | cm^2 | 0.000169 | m^2 |  |  | 0.2 | 290 | ppmv |  |  |  | 25 |  | 75 | painted wallboard | variable-condition process | 180 |  |  | 0.44781 | LR |  | SD |  |  |  | 5 | [10 empty] | wallboard |  | /cm^2 |  |  | 290
Rastogi 2009 Quantitative method to determine sporicidal decontamition of building surfaces by gaseous fumigants, and issues related to laboratory-scale studies |  | Fumigation | CFU | 1000000 |  |  | 1.69 | cm^2 | 0.000169 | m^2 |  |  | 0.2 | 290 | ppmv |  |  |  | 25 |  | 75 | wood | variable-condition process | 180 |  |  | 0.23569 | LR |  | SD |  |  |  | 5 | [10 empty] | wood |  | /cm^2 |  |  | 290
Rastogi 2009 Quantitative method to determine sporicidal decontamition of building surfaces by gaseous fumigants, and issues related to laboratory-scale studies | 0% fetal bovine serum | Fumigation | CFU | 1000000 |  |  | 1.69 | cm^2 | 0.000169 | m^2 |  |  |  | 3600 | ppmv |  |  |  | 25 | 5 | 75 | painted I-beam steel | steady-state conditions | 180 |  |  | 6.2533 | LR |  | SD |  |  |  | 5 | [12 empty] | /cm^2 | 3600
Rastogi 2009 Quantitative method to determine sporicidal decontamition of building surfaces by gaseous fumigants, and issues related to laboratory-scale studies | 0.5% fetal bovine serum | Fumigation | CFU | 1000000 |  |  | 1.69 | cm^2 | 0.000169 | m^2 |  |  |  | 3600 | ppmv |  |  |  | 25 | 5 | 75 | painted I-beam steel | steady-state conditions | 180 |  |  | 6.8473 | LR |  | SD |  |  |  | 5 | [12 empty] | /cm^2 | 3600
Rastogi 2009 Quantitative method to determine sporicidal decontamition of building surfaces by gaseous fumigants, and issues related to laboratory-scale studies | 2% fetal bovine serum | Fumigation | CFU | 1000000 |  |  | 1.69 | cm^2 | 0.000169 | m^2 |  |  |  | 3600 | ppmv |  |  |  | 25 | 5 | 75 | painted I-beam steel | steady-state conditions | 180 |  |  | 5.9308 | LR |  | SD |  |  |  | 5 | [12 empty] | /cm^2 | 3600
Rastogi 2009 Quantitative method to determine sporicidal decontamition of building surfaces by gaseous fumigants, and issues related to laboratory-scale studies | 5% fetal bovine serum | Fumigation | CFU | 1000000 |  |  | 1.69 | cm^2 | 0.000169 | m^2 |  |  |  | 3600 | ppmv |  |  |  | 25 | 5 | 75 | painted I-beam steel | steady-state conditions | 180 |  |  | 5.7803 | LR |  | SD |  |  |  | 5 | [12 empty] | /cm^2 | 3600
Rastogi 2009 Quantitative method to determine sporicidal decontamition of building surfaces by gaseous fumigants, and issues related to laboratory-scale studies | 0% fetal bovine serum | Fumigation | CFU | 1000000 |  |  | 3.25 | cm^2 | 0.000325 | m^2 |  |  |  | 3600 | ppmv |  |  |  | 25 | 5 | 75 | cinder block | steady-state conditions | 180 |  |  | 6.2016 | LR |  | SD |  |  |  | 5 | [10 empty] | concrete |  | /cm^2 | 3600
Rastogi 2009 Quantitative method to determine sporicidal decontamition of building surfaces by gaseous fumigants, and issues related to laboratory-scale studies | 0.5% fetal bovine serum | Fumigation | CFU | 1000000 |  |  | 3.25 | cm^2 | 0.000325 | m^2 |  |  |  | 3600 | ppmv |  |  |  | 25 | 5 | 75 | cinder block | steady-state conditions | 180 |  |  | 6.2 | LR |  | SD |  |  |  | 5 | [10 empty] | concrete |  | /cm^2 | 3600
Rastogi 2009 Quantitative method to determine sporicidal decontamition of building surfaces by gaseous fumigants, and issues related to laboratory-scale studies | 2% fetal bovine serum | Fumigation | CFU | 1000000 |  |  | 3.25 | cm^2 | 0.000325 | m^2 |  |  |  | 3600 | ppmv |  |  |  | 25 | 5 | 75 | cinder block | steady-state conditions | 180 |  |  | 5.8368 | LR |  | SD |  |  |  | 5 | [10 empty] | concrete |  | /cm^2 | 3600
Rastogi 2009 Quantitative method to determine sporicidal decontamition of building surfaces by gaseous fumigants, and issues related to laboratory-scale studies | 5% fetal bovine serum | Fumigation | CFU | 1000000 |  |  | 3.25 | cm^2 | 0.000325 | m^2 |  |  |  | 3600 | ppmv |  |  |  | 25 | 5 | 75 | cinder block | steady-state conditions | 180 |  |  | 5.3669 | LR |  | SD |  |  |  | 5 | [10 empty] | concrete |  | /cm^2 | 3600
Rastogi 2009 Quantitative method to determine sporicidal decontamition of building surfaces by gaseous fumigants, and issues related to laboratory-scale studies | 0% fetal bovine serum | Fumigation | CFU | 1000000 |  |  | 1.69 | cm^2 | 0.000169 | m^2 |  |  |  | 3600 | ppmv |  |  |  | 25 | 5 | 75 | carpet | steady-state conditions | 180 |  |  | 5.9584 | LR |  | SD |  |  |  | 5 | [10 empty] | carpet |  | /cm^2 | 3600
Rastogi 2009 Quantitative method to determine sporicidal decontamition of building surfaces by gaseous fumigants, and issues related to laboratory-scale studies | 0.5% fetal bovine serum | Fumigation | CFU | 1000000 |  |  | 1.69 | cm^2 | 0.000169 | m^2 |  |  |  | 3600 | ppmv |  |  |  | 25 | 5 | 75 | carpet | steady-state conditions | 180 |  |  | 6.4036 | LR |  | SD |  |  |  | 5 | [10 empty] | carpet |  | /cm^2 | 3600
Rastogi 2009 Quantitative method to determine sporicidal decontamition of building surfaces by gaseous fumigants, and issues related to laboratory-scale studies | 2% fetal bovine serum | Fumigation | CFU | 1000000 |  |  | 1.69 | cm^2 | 0.000169 | m^2 |  |  |  | 3600 | ppmv |  |  |  | 25 | 5 | 75 | carpet | steady-state conditions | 180 |  |  | 6.0614 | LR |  | SD |  |  |  | 5 | [10 empty] | carpet |  | /cm^2 | 3600
Rastogi 2009 Quantitative method to determine sporicidal decontamition of building surfaces by gaseous fumigants, and issues related to laboratory-scale studies | 5% fetal bovine serum | Fumigation | CFU | 1000000 |  |  | 1.69 | cm^2 | 0.000169 | m^2 |  |  |  | 3600 | ppmv |  |  |  | 25 | 5 | 75 | carpet | steady-state conditions | 180 |  |  | 5.7193 | LR |  | SD |  |  |  | 5 | [10 empty] | carpet |  | /cm^2 | 3600
Rastogi 2009 Quantitative method to determine sporicidal decontamition of building surfaces by gaseous fumigants, and issues related to laboratory-scale studies | 0% fetal bovine serum | Fumigation | CFU | 1000000 |  |  | 1.69 | cm^2 | 0.000169 | m^2 |  |  |  | 3600 | ppmv |  |  |  | 25 | 5 | 75 | wood | steady-state conditions | 180 |  |  | 2.843 | LR |  | SD |  |  |  | 5 | [10 empty] | wood |  | /cm^2 | 3600
Rastogi 2009 Quantitative method to determine sporicidal decontamition of building surfaces by gaseous fumigants, and issues related to laboratory-scale studies | 0.5% fetal bovine serum | Fumigation | CFU | 1000000 |  |  | 1.69 | cm^2 | 0.000169 | m^2 |  |  |  | 3600 | ppmv |  |  |  | 25 | 5 | 75 | wood | steady-state conditions | 180 |  |  | 2.3945 | LR |  | SD |  |  |  | 5 | [10 empty] | wood |  | /cm^2 | 3600
Rastogi 2009 Quantitative method to determine sporicidal decontamition of building surfaces by gaseous fumigants, and issues related to laboratory-scale studies | 2% fetal bovine serum | Fumigation | CFU | 1000000 |  |  | 1.69 | cm^2 | 0.000169 | m^2 |  |  |  | 3600 | ppmv |  |  |  | 25 | 5 | 75 | wood | steady-state conditions | 180 |  |  | 1.4355 | LR |  | SD |  |  |  | 5 | [10 empty] | wood |  | /cm^2 | 3600
Rastogi 2009 Quantitative method to determine sporicidal decontamition of building surfaces by gaseous fumigants, and issues related to laboratory-scale studies | 5% fetal bovine serum | Fumigation | CFU | 1000000 |  |  | 1.69 | cm^2 | 0.000169 | m^2 |  |  |  | 3600 | ppmv |  |  |  | 25 | 5 | 75 | wood | steady-state conditions | 180 |  |  | 1.221 | LR |  | SD |  |  |  | 5 | [10 empty] | wood |  | /cm^2 | 3600
Rastogi 2009 Quantitative method to determine sporicidal decontamition of building surfaces by gaseous fumigants, and issues related to laboratory-scale studies | 0% fetal bovine serum | Fumigation | CFU | 1000000 |  |  | 1.69 | cm^2 | 0.000169 | m^2 |  |  |  | 3600 | ppmv |  |  |  | 25 | 5 | 75 | ceiling tile | steady-state conditions | 180 |  |  | 5.919 | LR |  | SD |  |  |  | 5 | [10 empty] | ceiling tile |  | /cm^2 | 3600
Rastogi 2009 Quantitative method to determine sporicidal decontamition of building surfaces by gaseous fumigants, and issues related to laboratory-scale studies | 0.5% fetal bovine serum | Fumigation | CFU | 1000000 |  |  | 1.69 | cm^2 | 0.000169 | m^2 |  |  |  | 3600 | ppmv |  |  |  | 25 | 5 | 75 | ceiling tile | steady-state conditions | 180 |  |  | 6.6407 | LR |  | SD |  |  |  | 5 | [10 empty] | ceiling tile |  | /cm^2 | 3600
Rastogi 2009 Quantitative method to determine sporicidal decontamition of building surfaces by gaseous fumigants, and issues related to laboratory-scale studies | 2% fetal bovine serum | Fumigation | CFU | 1000000 |  |  | 1.69 | cm^2 | 0.000169 | m^2 |  |  |  | 3600 | ppmv |  |  |  | 25 | 5 | 75 | ceiling tile | steady-state conditions | 180 |  |  | 6.2136 | LR |  | SD |  |  |  | 5 | [10 empty] | ceiling tile |  | /cm^2 | 3600
Rastogi 2009 Quantitative method to determine sporicidal decontamition of building surfaces by gaseous fumigants, and issues related to laboratory-scale studies | 5% fetal bovine serum | Fumigation | CFU | 1000000 |  |  | 1.69 | cm^2 | 0.000169 | m^2 |  |  |  | 3600 | ppmv |  |  |  | 25 | 5 | 75 | ceiling tile | steady-state conditions | 180 |  |  | 6.6799 | LR |  | SD |  |  |  | 5 | [10 empty] | ceiling tile |  | /cm^2 | 3600
Rastogi 2009 Quantitative method to determine sporicidal decontamition of building surfaces by gaseous fumigants, and issues related to laboratory-scale studies | 0% fetal bovine serum | Fumigation | CFU | 1000000 |  |  | 1.69 | cm^2 | 0.000169 | m^2 |  |  |  | 3600 | ppmv |  |  |  | 25 | 5 | 75 | painted wallboard | steady-state conditions | 180 |  |  | 6.3992 | LR |  | SD |  |  |  | 5 | [10 empty] | wallboard |  | /cm^2 | 3600
Rastogi 2009 Quantitative method to determine sporicidal decontamition of building surfaces by gaseous fumigants, and issues related to laboratory-scale studies | 0.5% fetal bovine serum | Fumigation | CFU | 1000000 |  |  | 1.69 | cm^2 | 0.000169 | m^2 |  |  |  | 3600 | ppmv |  |  |  | 25 | 5 | 75 | painted wallboard | steady-state conditions | 180 |  |  | 6.1423 | LR |  | SD |  |  |  | 5 | [10 empty] | wallboard |  | /cm^2 | 3600
Rastogi 2009 Quantitative method to determine sporicidal decontamition of building surfaces by gaseous fumigants, and issues related to laboratory-scale studies | 2% fetal bovine serum | Fumigation | CFU | 1000000 |  |  | 1.69 | cm^2 | 0.000169 | m^2 |  |  |  | 3600 | ppmv |  |  |  | 25 | 5 | 75 | painted wallboard | steady-state conditions | 180 |  |  | 5.9278 | LR |  | SD |  |  |  | 5 | [10 empty] | wallboard |  | /cm^2 | 3600
Rastogi 2009 Quantitative method to determine sporicidal decontamition of building surfaces by gaseous fumigants, and issues related to laboratory-scale studies | 5% fetal bovine serum | Fumigation | CFU | 1000000 |  |  | 1.69 | cm^2 | 0.000169 | m^2 |  |  |  | 3600 | ppmv |  |  |  | 25 | 5 | 75 | painted wallboard | steady-state conditions | 180 |  |  | 5.7137 | LR |  | SD |  |  |  | 5 | [10 empty] | wallboard |  | /cm^2 | 3600
Rutala 2008 Impact of an oil-based lubricant on the effectiveness of the sterilization processes | hydraulic fluid (20 microliters) | Fumigation | CFU | 1000000 | [9 empty] | 0 |  |  |  |  | 25 |  | 50 | plastic syringe barrel | variable-condition process |  |  |  | 0 | QualPos | [5 empty] | 10 | [16 empty] | 0
Rutala 2008 Impact of an oil-based lubricant on the effectiveness of the sterilization processes | hydraulic fluid (20 microliters) | Fumigation | CFU | 1000000 | [9 empty] | 0 |  |  |  |  | 25 |  | 50 | plastic syringe barrel | variable-condition process |  |  |  | 0 | QualPos | [5 empty] | 5 | [16 empty] | 0
Rutala 2008 Impact of an oil-based lubricant on the effectiveness of the sterilization processes | hydraulic fluid (20 microliters) | Fumigation | CFU | 1000000 | [9 empty] | 0 |  |  |  |  | 25 |  | 50 | scalpel blade | variable-condition process |  |  | > | 8.14 | LR | [5 empty] | 15 | [10 empty] | steel | [5 empty] | 0 | 8.14
Rutala 2008 Impact of an oil-based lubricant on the effectiveness of the sterilization processes | hydraulic fluid (20 microliters) | Fumigation | CFU | 1000000 | [9 empty] | 0 |  |  |  |  | 25 |  | 50 | nonexposed areas of surgical instruments | variable-condition process |  |  |  | 4.21 | LR | [5 empty] | 12
Rogers 2005 Decontamition assessment of Bacillus anthracis, Bacillus subtilis, and Geobacillus stearothermophilus spores on indoor surfaces using a hydrogen peroxide gas generator |  | Fumigation | CFU | 1000000 |  |  | 14.25 | cm^2 | 0.001425 | m^2 | [8 empty] | 25 |  |  | Industrial carpet | dwell time | 20 |  |  | 3 | LR | 2.1 | SD |  |  |  | 3 | No damage | [9 empty] | carpet |  | /cm^2
Rogers 2005 Decontamition assessment of Bacillus anthracis, Bacillus subtilis, and Geobacillus stearothermophilus spores on indoor surfaces using a hydrogen peroxide gas generator |  | Fumigation | CFU | 1000000 |  |  | 14.25 | cm^2 | 0.001425 | m^2 | [8 empty] | 25 |  |  | Bare pine wood | dwell time | 20 |  |  | 3.7 | LR | 0.67 | SD |  |  |  | 3 | No damage | [9 empty] | bare wood |  | /cm^2
Rogers 2005 Decontamition assessment of Bacillus anthracis, Bacillus subtilis, and Geobacillus stearothermophilus spores on indoor surfaces using a hydrogen peroxide gas generator |  | Fumigation | CFU | 250000000 |  |  | 14.25 | cm^2 | 0.001425 | m^2 | [8 empty] | 25 |  |  | Painted concrete | dwell time | 20 |  |  | 6.4 | LR | 2.1 | SD |  |  |  | 3 | No damage | [9 empty] | painted concrete |  | /cm^2
Rogers 2005 Decontamition assessment of Bacillus anthracis, Bacillus subtilis, and Geobacillus stearothermophilus spores on indoor surfaces using a hydrogen peroxide gas generator |  | Fumigation | CFU | 250000000 |  |  | 14.25 | cm^2 | 0.001425 | m^2 | [8 empty] | 25 |  |  | Glass | dwell time | 20 |  | > | 7.9 | LR | 0 |  |  |  |  | 3 | No damage | [9 empty] | glass |  | /cm^2 |  |  |  | 0 | 7.9
Rogers 2005 Decontamition assessment of Bacillus anthracis, Bacillus subtilis, and Geobacillus stearothermophilus spores on indoor surfaces using a hydrogen peroxide gas generator |  | Fumigation | CFU | 250000000 |  |  | 14.25 | cm^2 | 0.001425 | m^2 | [8 empty] | 25 |  |  | Decorative lamite | dwell time | 20 |  | > | 7.9 | LR | 0 |  |  |  |  | 3 | No damage | [9 empty] | lamite |  | /cm^2 |  |  |  | 0 | 7.9
Rogers 2005 Decontamition assessment of Bacillus anthracis, Bacillus subtilis, and Geobacillus stearothermophilus spores on indoor surfaces using a hydrogen peroxide gas generator |  | Fumigation | CFU | 250000000 |  |  | 14.25 | cm^2 | 0.001425 | m^2 | [8 empty] | 25 |  |  | Galvanized metal ductwork | dwell time | 20 |  | > | 7.5 | LR | 0 |  |  |  |  | 3 | No damage | [9 empty] | steel |  | /cm^2 |  |  |  | 0 | 7.5
Rogers 2005 Decontamition assessment of Bacillus anthracis, Bacillus subtilis, and Geobacillus stearothermophilus spores on indoor surfaces using a hydrogen peroxide gas generator |  | Fumigation | CFU | 250000000 |  |  | 14.25 | cm^2 | 0.001425 | m^2 | [8 empty] | 25 |  |  | Painted wallboard paper | dwell time | 20 |  | > | 6.9 | LR | 0 |  |  |  |  | 3 | No damage | [9 empty] | wallboard |  | /cm^2 |  |  |  | 0 | 6.9
Rogers 2005 Decontamition assessment of Bacillus anthracis, Bacillus subtilis, and Geobacillus stearothermophilus spores on indoor surfaces using a hydrogen peroxide gas generator |  | Fumigation | CFU | 250000000 |  |  | 14.25 | cm^2 | 0.001425 | m^2 | [8 empty] | 25 |  |  | Industrial carpet | dwell time | 20 |  |  | 1.6 | LR | 0.15 | SD |  |  |  | 3 | No damage | [9 empty] | carpet |  | /cm^2
Rogers 2005 Decontamition assessment of Bacillus anthracis, Bacillus subtilis, and Geobacillus stearothermophilus spores on indoor surfaces using a hydrogen peroxide gas generator |  | Fumigation | CFU | 250000000 |  |  | 14.25 | cm^2 | 0.001425 | m^2 | [8 empty] | 25 |  |  | Bare pine wood | dwell time | 20 |  |  | 2.2 | LR | 0.5 | SD |  |  |  | 3 | No damage | [9 empty] | bare wood |  | /cm^2
Rogers 2005 Decontamition assessment of Bacillus anthracis, Bacillus subtilis, and Geobacillus stearothermophilus spores on indoor surfaces using a hydrogen peroxide gas generator |  | Fumigation | CFU | 250000000 |  |  | 14.25 | cm^2 | 0.001425 | m^2 | [8 empty] | 25 |  |  | Painted concrete | dwell time | 20 |  |  | 6.1 | LR | 0.88 | SD |  |  |  | 3 | No damage | [9 empty] | painted concrete |  | /cm^2
Rogers 2005 Decontamition assessment of Bacillus anthracis, Bacillus subtilis, and Geobacillus stearothermophilus spores on indoor surfaces using a hydrogen peroxide gas generator |  | Fumigation | CFU | 250000000 |  |  | 14.25 | cm^2 | 0.001425 | m^2 | [8 empty] | 25 |  |  | Glass | dwell time | 20 |  | > | 7.6 | LR | 0 |  |  |  |  | 3 | No damage | [9 empty] | glass |  | /cm^2 |  |  |  | 0 | 7.6
Rogers 2005 Decontamition assessment of Bacillus anthracis, Bacillus subtilis, and Geobacillus stearothermophilus spores on indoor surfaces using a hydrogen peroxide gas generator |  | Fumigation | CFU | 250000000 |  |  | 14.25 | cm^2 | 0.001425 | m^2 | [8 empty] | 25 |  |  | Decorative lamite | dwell time | 20 |  | > | 7.7 | LR | 0 |  |  |  |  | 3 | No damage | [9 empty] | lamite |  | /cm^2 |  |  |  | 0 | 7.7
Rogers 2005 Decontamition assessment of Bacillus anthracis, Bacillus subtilis, and Geobacillus stearothermophilus spores on indoor surfaces using a hydrogen peroxide gas generator |  | Fumigation | CFU | 250000000 |  |  | 14.25 | cm^2 | 0.001425 | m^2 | [8 empty] | 25 |  |  | Galvanized metal ductwork | dwell time | 20 |  |  | 6.4 | LR | 0.98 | SD |  |  |  | 3 | No damage | [9 empty] | steel |  | /cm^2
Rogers 2005 Decontamition assessment of Bacillus anthracis, Bacillus subtilis, and Geobacillus stearothermophilus spores on indoor surfaces using a hydrogen peroxide gas generator |  | Fumigation | CFU | 250000000 |  |  | 14.25 | cm^2 | 0.001425 | m^2 | [8 empty] | 25 |  |  | Painted wallboard paper | dwell time | 20 |  | > | 7.5 | LR | 0 |  |  |  |  | 3 | No damage | [9 empty] | wallboard |  | /cm^2 |  |  |  | 0 | 7.5
Rogers 2005 Decontamition assessment of Bacillus anthracis, Bacillus subtilis, and Geobacillus stearothermophilus spores on indoor surfaces using a hydrogen peroxide gas generator |  | Fumigation | CFU | 250000000 |  |  | 14.25 | cm^2 | 0.001425 | m^2 | [8 empty] | 25 |  |  | Industrial carpet | dwell time | 20 |  |  | 0.81 | LR | 0.1 | SD |  |  |  | 3 | No damage | [9 empty] | carpet |  | /cm^2
Rogers 2005 Decontamition assessment of Bacillus anthracis, Bacillus subtilis, and Geobacillus stearothermophilus spores on indoor surfaces using a hydrogen peroxide gas generator |  | Fumigation | CFU | 250000000 |  |  | 14.25 | cm^2 | 0.001425 | m^2 | [8 empty] | 25 |  |  | Bare pine wood | dwell time | 20 |  |  | 4.1 | LR | 0.46 | SD |  |  |  | 3 | No damage | [9 empty] | bare wood |  | /cm^2
Rogers 2005 Decontamition assessment of Bacillus anthracis, Bacillus subtilis, and Geobacillus stearothermophilus spores on indoor surfaces using a hydrogen peroxide gas generator |  | Fumigation | CFU | 250000000 |  |  | 14.25 | cm^2 | 0.001425 | m^2 | [8 empty] | 25 |  |  | Painted concrete | dwell time | 20 |  |  | 4.1 | LR | 1 | SD |  |  |  | 3 | No damage | [9 empty] | painted concrete |  | /cm^2
Rogers 2005 Decontamition assessment of Bacillus anthracis, Bacillus subtilis, and Geobacillus stearothermophilus spores on indoor surfaces using a hydrogen peroxide gas generator |  | Fumigation | CFU | 250000000 |  |  | 14.25 | cm^2 | 0.001425 | m^2 | [8 empty] | 25 |  |  | Glass | dwell time | 20 |  |  | 4.7 | LR | 0.42 | SD |  |  |  | 3 | No damage | [9 empty] | glass |  | /cm^2
Rogers 2005 Decontamition assessment of Bacillus anthracis, Bacillus subtilis, and Geobacillus stearothermophilus spores on indoor surfaces using a hydrogen peroxide gas generator |  | Fumigation | CFU | 250000000 |  |  | 14.25 | cm^2 | 0.001425 | m^2 | [8 empty] | 25 |  |  | Decorative lamite | dwell time | 20 |  |  | 3.8 | LR | 1.4 | SD |  |  |  | 3 | No damage | [9 empty] | lamite |  | /cm^2
Rogers 2005 Decontamition assessment of Bacillus anthracis, Bacillus subtilis, and Geobacillus stearothermophilus spores on indoor surfaces using a hydrogen peroxide gas generator |  | Fumigation | CFU | 250000000 |  |  | 14.25 | cm^2 | 0.001425 | m^2 | [8 empty] | 25 |  |  | Galvanized metal ductwork | dwell time | 20 |  |  | 2 | LR | 7.0000000000000007E-2 | SD |  |  |  | 3 | No damage | [9 empty] | steel |  | /cm^2
Rogers 2005 Decontamition assessment of Bacillus anthracis, Bacillus subtilis, and Geobacillus stearothermophilus spores on indoor surfaces using a hydrogen peroxide gas generator |  | Fumigation | CFU | 250000000 |  |  | 14.25 | cm^2 | 0.001425 | m^2 | [8 empty] | 25 |  |  | Painted wallboard paper | dwell time | 20 |  |  | 6 | LR | 0.88 | SD |  |  |  | 3 | No damage | [9 empty] | wallboard |  | /cm^2
Rogers 2005 Decontamition assessment of Bacillus anthracis, Bacillus subtilis, and Geobacillus stearothermophilus spores on indoor surfaces using a hydrogen peroxide gas generator |  | Fumigation | CFU | 250000000 | [14 empty] | 25 |  |  | stainless steel BI | dwell time | 20 |  |  | 0 | QualPos |  | SD |  |  |  | 3 | No damage | [15 empty] | 0
Rogers 2005 Decontamition assessment of Bacillus anthracis, Bacillus subtilis, and Geobacillus stearothermophilus spores on indoor surfaces using a hydrogen peroxide gas generator |  | Fumigation | CFU | 100000000 | [14 empty] | 25 |  |  | stainless steel BI | dwell time | 20 |  |  | 0 | QualPos |  | SD |  |  |  | 3 | No damage | [15 empty] | 0
Rogers 2005 Decontamition assessment of Bacillus anthracis, Bacillus subtilis, and Geobacillus stearothermophilus spores on indoor surfaces using a hydrogen peroxide gas generator |  | Fumigation | CFU | 100000000 | [14 empty] | 25 |  |  | filter paper spore trip | dwell time | 20 |  |  | 0 | QualPos |  | SD |  |  |  | 3 | No damage | [15 empty] | 0
Buttner 2004 Determition of the efficacy of two building decontamition strategies by surface sampling with culture and quantitative PCR alysis |  | Fumigation |  | 100000000 |  |  | 1 | ft^2 | 0.092903 | m^2 | no rinsate |  |  | 1400 | ppm |  |  |  | 24 |  | 85 | Vinyl Tile | steady-state conditions | 240 |  |  | 1.11 | LSurv | 0 | SE |  |  | 5.81 | 3 | [10 empty] | smooth tile |  | /ft^2 | 1400 |  |  |  | 5.81
Buttner 2004 Determition of the efficacy of two building decontamition strategies by surface sampling with culture and quantitative PCR alysis |  | Fumigation |  | 100000000 |  |  | 1 | ft^2 | 0.092903 | m^2 | no rinsate |  |  | 1400 | ppm |  |  |  | 24 |  | 85 | Vinyl Tile | steady-state conditions | 240 |  |  | 1.14 | LSurv | 0 | SE |  |  | 6.04 | 3 | [10 empty] | smooth tile |  | /ft^2 | 1400 |  |  |  | 6.04
Buttner 2004 Determition of the efficacy of two building decontamition strategies by surface sampling with culture and quantitative PCR alysis |  | Fumigation |  | 100000000 |  |  | 1 | ft^2 | 0.092903 | m^2 | no rinsate |  |  | 1400 | ppm |  |  |  | 24 |  | 85 | Vinyl Tile | steady-state conditions | 240 |  |  | 0 | LSurv | 0 | SE |  |  | 5.74 | 3 | [10 empty] | smooth tile |  | /ft^2 | 1400 |  |  |  | 5.74
Buttner 2004 Determition of the efficacy of two building decontamition strategies by surface sampling with culture and quantitative PCR alysis |  | Fumigation |  | 100000000 |  |  | 1 | ft^2 | 0.092903 | m^2 | no rinsate |  |  | 1400 | ppm |  |  |  | 24 |  | 85 | Wood Lamite | steady-state conditions | 240 |  |  | 0 | LSurv | 0 | SE |  |  | 6.05 | 3 | [10 empty] | lamite |  | /ft^2 | 1400 |  |  |  | 6.05
Buttner 2004 Determition of the efficacy of two building decontamition strategies by surface sampling with culture and quantitative PCR alysis |  | Fumigation |  | 100000000 |  |  | 1 | ft^2 | 0.092903 | m^2 | no rinsate |  |  | 1400 | ppm |  |  |  | 24 |  | 85 | Wood Lamite | steady-state conditions | 240 |  |  | 0 | LSurv | 0 | SE |  |  | 6.08 | 3 | [10 empty] | lamite |  | /ft^2 | 1400 |  |  |  | 6.08
Buttner 2004 Determition of the efficacy of two building decontamition strategies by surface sampling with culture and quantitative PCR alysis |  | Fumigation |  | 100000000 |  |  | 1 | ft^2 | 0.092903 | m^2 | no rinsate |  |  | 1400 | ppm |  |  |  | 24 |  | 85 | Wood Lamite | steady-state conditions | 240 |  |  | 0 | LSurv | 0 | SE |  |  | 5.86 | 3 | [10 empty] | lamite |  | /ft^2 | 1400 |  |  |  | 5.86
Buttner 2004 Determition of the efficacy of two building decontamition strategies by surface sampling with culture and quantitative PCR alysis |  | Fumigation |  | 100000000 |  |  | 1 | ft^2 | 0.092903 | m^2 | no rinsate |  |  | 1400 | ppm |  |  |  | 24 |  | 85 | painted metal | steady-state conditions | 240 |  |  | 0 | LSurv | 0 | SE |  |  | 5.81 | 3 | [12 empty] | /ft^2 | 1400 |  |  |  | 5.81
Buttner 2004 Determition of the efficacy of two building decontamition strategies by surface sampling with culture and quantitative PCR alysis |  | Fumigation |  | 100000000 |  |  | 1 | ft^2 | 0.092903 | m^2 | no rinsate |  |  | 1400 | ppm |  |  |  | 24 |  | 85 | painted metal | steady-state conditions | 240 |  |  | 0 | LSurv | 0 | SE |  |  | 5.88 | 3 | [12 empty] | /ft^2 | 1400 |  |  |  | 5.88
Buttner 2004 Determition of the efficacy of two building decontamition strategies by surface sampling with culture and quantitative PCR alysis |  | Fumigation |  | 100000000 |  |  | 1 | ft^2 | 0.092903 | m^2 | no rinsate |  |  | 1400 | ppm |  |  |  | 24 |  | 85 | painted metal | steady-state conditions | 240 |  |  | 0 | LSurv | 0 | SE |  |  | 5.68 | 3 | [12 empty] | /ft^2 | 1400 |  |  |  | 5.68
Buttner 2004 Determition of the efficacy of two building decontamition strategies by surface sampling with culture and quantitative PCR alysis |  | Fumigation |  | 100000000 |  |  | 1 | ft^2 | 0.092903 | m^2 | no rinsate |  |  | 1400 | ppm |  |  |  | 24 |  | 85 | Vinyl Tile | steady-state conditions | 240 |  |  | 5.2 | LSurv | 0.14 | SE |  |  | 5.6 | 3 | [10 empty] | smooth tile |  | /ft^2 | 1400 |  |  |  | 5.6
Buttner 2004 Determition of the efficacy of two building decontamition strategies by surface sampling with culture and quantitative PCR alysis |  | Fumigation |  | 100000000 |  |  | 1 | ft^2 | 0.092903 | m^2 | no rinsate |  |  | 1400 | ppm |  |  |  | 24 |  | 85 | Vinyl Tile | steady-state conditions | 240 |  |  | 5.58 | LSurv | 0.18 | SE |  |  | 5.3 | 3 | [10 empty] | smooth tile |  | /ft^2 | 1400 |  |  |  | 5.3
Buttner 2004 Determition of the efficacy of two building decontamition strategies by surface sampling with culture and quantitative PCR alysis |  | Fumigation |  | 100000000 |  |  | 1 | ft^2 | 0.092903 | m^2 | no rinsate |  |  | 1400 | ppm |  |  |  | 24 |  | 85 | Vinyl Tile | steady-state conditions | 240 |  |  | 5.7 | LSurv | 0.08 | SE |  |  | 5.9 | 3 | [10 empty] | smooth tile |  | /ft^2 | 1400 |  |  |  | 5.9
Buttner 2004 Determition of the efficacy of two building decontamition strategies by surface sampling with culture and quantitative PCR alysis |  | Fumigation |  | 100000000 |  |  | 1 | ft^2 | 0.092903 | m^2 | no rinsate |  |  | 1400 | ppm |  |  |  | 24 |  | 85 | Wood Lamite | steady-state conditions | 240 |  |  | 5.16 | LSurv | 0.18 | SE |  |  | 5.58 | 3 | [10 empty] | lamite |  | /ft^2 | 1400 |  |  |  | 5.58
Buttner 2004 Determition of the efficacy of two building decontamition strategies by surface sampling with culture and quantitative PCR alysis |  | Fumigation |  | 100000000 |  |  | 1 | ft^2 | 0.092903 | m^2 | no rinsate |  |  | 1400 | ppm |  |  |  | 24 |  | 85 | Wood Lamite | steady-state conditions | 240 |  |  | 5.72 | LSurv | 0.02 | SE |  |  | 5.92 | 3 | [10 empty] | lamite |  | /ft^2 | 1400 |  |  |  | 5.92
Buttner 2004 Determition of the efficacy of two building decontamition strategies by surface sampling with culture and quantitative PCR alysis |  | Fumigation |  | 100000000 |  |  | 1 | ft^2 | 0.092903 | m^2 | no rinsate |  |  | 1400 | ppm |  |  |  | 24 |  | 85 | Wood Lamite | steady-state conditions | 240 |  |  | 5.8 | LSurv | 0.08 | SE |  |  | 6.24 | 3 | [10 empty] | lamite |  | /ft^2 | 1400 |  |  |  | 6.24
Buttner 2004 Determition of the efficacy of two building decontamition strategies by surface sampling with culture and quantitative PCR alysis |  | Fumigation |  | 100000000 |  |  | 1 | ft^2 | 0.092903 | m^2 | no rinsate |  |  | 1400 | ppm |  |  |  | 24 |  | 85 | painted metal | steady-state conditions | 240 |  |  | 5.14 | LSurv | 0.3 | SE |  |  | 5.6 | 3 | [12 empty] | /ft^2 | 1400 |  |  |  | 5.6
Buttner 2004 Determition of the efficacy of two building decontamition strategies by surface sampling with culture and quantitative PCR alysis |  | Fumigation |  | 100000000 |  |  | 1 | ft^2 | 0.092903 | m^2 | no rinsate |  |  | 1400 | ppm |  |  |  | 24 |  | 85 | painted metal | steady-state conditions | 240 |  |  | 5.64 | LSurv | 0.02 | SE |  |  | 5.76 | 3 | [12 empty] | /ft^2 | 1400 |  |  |  | 5.76
Buttner 2004 Determition of the efficacy of two building decontamition strategies by surface sampling with culture and quantitative PCR alysis |  | Fumigation |  | 100000000 |  |  | 1 | ft^2 | 0.092903 | m^2 | no rinsate |  |  | 1400 | ppm |  |  |  | 24 |  | 85 | painted metal | steady-state conditions | 240 |  |  | 5.82 | LSurv | 0.06 | SE |  |  | 6.04 | 3 | [12 empty] | /ft^2 | 1400 |  |  |  | 6.04
Mau 2004 Development of a sterilizing in-place application for a production machine using Vaporized Hydrogen Peroxide |  | Fumigation | CFU | 100000000 | [9 empty] | 1100 | ppm |  |  |  | 23 |  | 45 | stainless steel BI inside a tube | sterilization phase | 5 |  |  | 7 | QualPos | [5 empty] | 10 | discussed for machine, but not for indicator strips | [14 empty] | 1100 | 7
Mau 2004 Development of a sterilizing in-place application for a production machine using Vaporized Hydrogen Peroxide |  | Fumigation | CFU | 100000000 | [9 empty] | 1100 | ppm |  |  |  | 23 |  | 45 | stainless steel BI inside a tube | sterilization phase | 10 |  |  | 10 | QualPos | [5 empty] | 10 | discussed for machine, but not for indicator strips | [14 empty] | 1100 | 10
Mau 2004 Development of a sterilizing in-place application for a production machine using Vaporized Hydrogen Peroxide |  | Fumigation | CFU | 100000000 | [9 empty] | 1100 | ppm |  |  |  | 23 |  | 45 | stainless steel BI inside a tube | sterilization phase | 20 |  |  | 9 | QualPos | [5 empty] | 10 | discussed for machine, but not for indicator strips | [14 empty] | 1100 | 9
Mau 2004 Development of a sterilizing in-place application for a production machine using Vaporized Hydrogen Peroxide |  | Fumigation | CFU | 100000000 | [9 empty] | 1100 | ppm |  |  |  | 23 |  | 45 | stainless steel BI | sterilization phase | 30 |  |  | 0 | QualPos | [5 empty] | 10 | discussed for machine, but not for indicator strips | [14 empty] | 1100 | 0
Mau 2004 Development of a sterilizing in-place application for a production machine using Vaporized Hydrogen Peroxide |  | Fumigation | CFU | 100000000 | [9 empty] | 1100 | ppm |  |  |  | 23 |  | 45 | stainless steel BI | sterilization phase | 20 |  |  | 0 | QualPos | [5 empty] | 10 | discussed for machine, but not for indicator strips | [14 empty] | 1100 | 0
Mau 2004 Development of a sterilizing in-place application for a production machine using Vaporized Hydrogen Peroxide |  | Fumigation | CFU | 100000000 | [9 empty] | 1100 | ppm |  |  |  | 23 |  | 45 | stainless steel BI | sterilization phase | 10 |  |  | 0 | QualPos | [5 empty] | 10 | discussed for machine, but not for indicator strips | [14 empty] | 1100 | 0
Mau 2004 Development of a sterilizing in-place application for a production machine using Vaporized Hydrogen Peroxide |  | Fumigation | CFU | 100000000 | [9 empty] | 1100 | ppm |  |  |  | 23 |  | 45 | stainless steel BI | sterilization phase | 5 |  |  | 0 | QualPos | [5 empty] | 10 | discussed for machine, but not for indicator strips | [14 empty] | 1100 | 0
Mau 2004 Development of a sterilizing in-place application for a production machine using Vaporized Hydrogen Peroxide |  | Fumigation | CFU | 100000000 | [9 empty] | 1100 | ppm |  |  |  | 23 |  | 45 | stainless steel BI inside a manufacturing machine | sterilization phase | 10 |  |  | 5 | QualPos | [5 empty] | 5 | discussed for machine, but not for indicator strips | [14 empty] | 1100 | 5
Mau 2004 Development of a sterilizing in-place application for a production machine using Vaporized Hydrogen Peroxide |  | Fumigation | CFU | 100000000 | [9 empty] | 1100 | ppm |  |  |  | 23 |  | 45 | stainless steel BI inside a manufacturing machine | sterilization phase | 20 |  |  | 5 | QualPos | [5 empty] | 5 | discussed for machine, but not for indicator strips | [14 empty] | 1100 | 5
Mau 2004 Development of a sterilizing in-place application for a production machine using Vaporized Hydrogen Peroxide |  | Fumigation | CFU | 100000000 | [9 empty] | 1100 | ppm |  |  |  | 23 |  | 45 | stainless steel BI inside a manufacturing machine | sterilization phase | 30 |  |  | 4 | QualPos | [5 empty] | 5 | discussed for machine, but not for indicator strips | [14 empty] | 1100 | 4
Mau 2004 Development of a sterilizing in-place application for a production machine using Vaporized Hydrogen Peroxide |  | Fumigation | CFU | 100000000 | [9 empty] | 1100 | ppm |  |  |  | 23 |  | 45 | stainless steel BI inside a manufacturing machine | sterilization phase | 40 |  |  | 4 | QualPos | [5 empty] | 5 | discussed for machine, but not for indicator strips | [14 empty] | 1100 | 4
Mau 2004 Development of a sterilizing in-place application for a production machine using Vaporized Hydrogen Peroxide |  | Fumigation | CFU | 100000000 | [9 empty] | 1100 | ppm |  |  |  | 23 |  | 45 | stainless steel BI inside a manufacturing machine | sterilization phase | 50 |  |  | 3 | QualPos | [5 empty] | 5 | discussed for machine, but not for indicator strips | [14 empty] | 1100 | 3
Mau 2004 Development of a sterilizing in-place application for a production machine using Vaporized Hydrogen Peroxide |  | Fumigation | CFU | 100000000 | [9 empty] | 1100 | ppm |  |  |  | 23 |  | 45 | stainless steel BI inside a manufacturing machine | sterilization phase | 60 |  |  | 1 | QualPos | [5 empty] | 5 | discussed for machine, but not for indicator strips | [14 empty] | 1100 | 1
Mau 2004 Development of a sterilizing in-place application for a production machine using Vaporized Hydrogen Peroxide |  | Fumigation | CFU | 100000000 | [9 empty] | 1100 | ppm |  |  |  | 23 |  | 45 | stainless steel BI inside a manufacturing machine | sterilization phase | 70 |  |  | 0 | QualPos | [5 empty] | 5 | discussed for machine, but not for indicator strips | [14 empty] | 1100 | 0
Mau 2004 Development of a sterilizing in-place application for a production machine using Vaporized Hydrogen Peroxide |  | Fumigation | CFU | 100000000 | [9 empty] | 1100 | ppm |  |  |  | 23 |  | 45 | stainless steel BI inside a manufacturing machine | sterilization phase | 80 |  |  | 0 | QualPos | [5 empty] | 5 | discussed for machine, but not for indicator strips | [14 empty] | 1100 | 0
Mau 2004 Development of a sterilizing in-place application for a production machine using Vaporized Hydrogen Peroxide |  | Fumigation | CFU | 100000000 | [9 empty] | 1100 | ppm |  |  |  | 23 |  | 45 | stainless steel BI inside a manufacturing machine | sterilization phase | 90 |  |  | 0 | QualPos | [5 empty] | 5 | discussed for machine, but not for indicator strips | [14 empty] | 1100 | 0
Mau 2004 Development of a sterilizing in-place application for a production machine using Vaporized Hydrogen Peroxide |  | Fumigation | CFU | 100000000 | [9 empty] | 1100 | ppm |  |  |  | 23 |  | 45 | stainless steel BI inside a manufacturing machine | sterilization phase | 100 |  |  | 0 | QualPos | [5 empty] | 5 | discussed for machine, but not for indicator strips | [14 empty] | 1100 | 0
Mau 2004 Development of a sterilizing in-place application for a production machine using Vaporized Hydrogen Peroxide |  | Fumigation | CFU | 100000000 | [9 empty] | 1100 | ppm |  |  |  | 23 |  | 45 | stainless steel BI inside a manufacturing machine | sterilization phase | 110 |  |  | 0 | QualPos | [5 empty] | 5 | discussed for machine, but not for indicator strips | [14 empty] | 1100 | 0
Mau 2004 Development of a sterilizing in-place application for a production machine using Vaporized Hydrogen Peroxide |  | Fumigation | CFU | 100000000 | [9 empty] | 1100 | ppm |  |  |  | 23 |  | 45 | stainless steel BI inside a manufacturing machine | sterilization phase | 120 |  |  | 0 | QualPos | [5 empty] | 5 | discussed for machine, but not for indicator strips | [14 empty] | 1100 | 0
Han 2003 Decontamition of Bacillus thuringiensis spores on selected surfaces by chlorine dioxide gas |  | Fumigation | CFU | 100000000 |  |  | 12 | cm^2 | 0.0012 | m^2 |  |  |  | 5 | mg/L |  |  | 1 | 22 |  | 88.5 | paper | steady-state conditions | 720 |  |  | 2.5 | LR | [16 empty] | other porous |  | /cm^2 | 1811.5942
Han 2003 Decontamition of Bacillus thuringiensis spores on selected surfaces by chlorine dioxide gas |  | Fumigation | CFU | 100000000 |  |  | 30 | cm^2 | 0.003 | m^2 |  |  |  | 5 | mg/L |  |  | 1 | 22 |  | 88.5 | wood | steady-state conditions | 720 |  |  | 3.6 | LR | [16 empty] | wood |  | /cm^2 | 1811.5942
Han 2003 Decontamition of Bacillus thuringiensis spores on selected surfaces by chlorine dioxide gas |  | Fumigation | CFU | 100000000 |  |  | 20 | cm^2 | 0.002 | m^2 |  |  |  | 5 | mg/L |  |  | 1 | 22 |  | 88.5 | epoxy | steady-state conditions | 720 |  |  | 4 | LR | [18 empty] | /cm^2 | 1811.5942
Han 2003 Decontamition of Bacillus thuringiensis spores on selected surfaces by chlorine dioxide gas |  | Fumigation | CFU | 100000000 |  |  | 30 | cm^2 | 0.003 | m^2 |  |  |  | 5 | mg/L |  |  | 1 | 22 |  | 88.5 | plastic | steady-state conditions | 720 |  |  | 4.9 | LR | [18 empty] | /cm^2 | 1811.5942
Han 2003 Decontamition of Bacillus thuringiensis spores on selected surfaces by chlorine dioxide gas |  | Fumigation | CFU | 100000000 |  |  | 12 | cm^2 | 0.0012 | m^2 |  |  |  | 10 | mg/L |  |  | 1 | 22 |  | 88.5 | paper | steady-state conditions | 720 |  |  | 3.6 | LR | [16 empty] | other porous |  | /cm^2 | 3623.1884
Han 2003 Decontamition of Bacillus thuringiensis spores on selected surfaces by chlorine dioxide gas |  | Fumigation | CFU | 100000000 |  |  | 30 | cm^2 | 0.003 | m^2 |  |  |  | 10 | mg/L |  |  | 1 | 22 |  | 88.5 | wood | steady-state conditions | 720 |  |  | 5 | LR | [16 empty] | wood |  | /cm^2 | 3623.1884
Han 2003 Decontamition of Bacillus thuringiensis spores on selected surfaces by chlorine dioxide gas |  | Fumigation | CFU | 1000000 |  |  | 20 | cm^2 | 0.002 | m^2 |  |  |  | 10 | mg/L |  |  | 1 | 22 |  | 88.5 | epoxy | steady-state conditions | 720 |  |  | 5.7 | LR | [18 empty] | /cm^2 | 3623.1884
Han 2003 Decontamition of Bacillus thuringiensis spores on selected surfaces by chlorine dioxide gas |  | Fumigation | CFU | 1000000 |  |  | 30 | cm^2 | 0.003 | m^2 |  |  |  | 10 | mg/L |  |  | 1 | 22 |  | 88.5 | plastic | steady-state conditions | 720 |  |  | 5.8 | LR | [18 empty] | /cm^2 | 3623.1884
Han 2003 Decontamition of Bacillus thuringiensis spores on selected surfaces by chlorine dioxide gas |  | Fumigation | CFU | 1000000 |  |  | 12 | cm^2 | 0.0012 | m^2 |  |  |  | 15 | mg/L |  |  | 1 | 22 |  | 88.5 | paper | steady-state conditions | 720 |  |  | 5 | LR | [16 empty] | other porous |  | /cm^2 | 5434.7826
Han 2003 Decontamition of Bacillus thuringiensis spores on selected surfaces by chlorine dioxide gas |  | Fumigation | CFU | 1000000 |  |  | 30 | cm^2 | 0.003 | m^2 |  |  |  | 15 | mg/L |  |  | 1 | 22 |  | 88.5 | wood | steady-state conditions | 720 |  |  | 5.75 | LR | [16 empty] | wood |  | /cm^2 | 5434.7826
Han 2003 Decontamition of Bacillus thuringiensis spores on selected surfaces by chlorine dioxide gas |  | Fumigation | CFU | 1000000 |  |  | 20 | cm^2 | 0.002 | m^2 |  |  |  | 15 | mg/L |  |  | 1 | 22 |  | 88.5 | epoxy | steady-state conditions | 720 |  |  | 5.7 | LR | [18 empty] | /cm^2 | 5434.7826
Han 2003 Decontamition of Bacillus thuringiensis spores on selected surfaces by chlorine dioxide gas |  | Fumigation | CFU | 1000000 |  |  | 30 | cm^2 | 0.003 | m^2 |  |  |  | 15 | mg/L |  |  | 1 | 22 |  | 88.5 | plastic | steady-state conditions | 720 |  | > | 6 | LR | [18 empty] | /cm^2 | 5434.7826 |  |  | 0 | 6
Han 2003 Decontamition of Bacillus thuringiensis spores on selected surfaces by chlorine dioxide gas |  | Fumigation | CFU | 1000000 |  |  | 12 | cm^2 | 0.0012 | m^2 |  |  |  | 15 | mg/L |  |  | 1 | 22 |  | 88.5 | paper | steady-state conditions | 720 |  |  | 3 | QualPos | [16 empty] | other porous |  | /cm^2 | 5434.7826 |  |  | 3
Han 2003 Decontamition of Bacillus thuringiensis spores on selected surfaces by chlorine dioxide gas |  | Fumigation | CFU | 1000000 |  |  | 30 | cm^2 | 0.003 | m^2 |  |  |  | 15 | mg/L |  |  | 1 | 22 |  | 88.5 | wood | steady-state conditions | 720 |  |  | 3 | QualPos | [16 empty] | wood |  | /cm^2 | 5434.7826 |  |  | 3
Han 2003 Decontamition of Bacillus thuringiensis spores on selected surfaces by chlorine dioxide gas |  | Fumigation | CFU | 5000000 |  |  | 20 | cm^2 | 0.002 | m^2 |  |  |  | 15 | mg/L |  |  | 1 | 22 |  | 88.5 | epoxy | steady-state conditions | 720 |  |  | 3 | QualPos | [18 empty] | /cm^2 | 5434.7826 |  |  | 3
Han 2003 Decontamition of Bacillus thuringiensis spores on selected surfaces by chlorine dioxide gas |  | Fumigation | CFU | 5000000 |  |  | 30 | cm^2 | 0.003 | m^2 |  |  |  | 15 | mg/L |  |  | 1 | 22 |  | 88.5 | plastic | steady-state conditions | 720 |  |  | 3 | QualPos | [18 empty] | /cm^2 | 5434.7826 |  |  | 3
Han 2003 Decontamition of Bacillus thuringiensis spores on selected surfaces by chlorine dioxide gas |  | Fumigation | CFU | 5000000 |  |  | 12 | cm^2 | 0.0012 | m^2 |  |  |  | 20 | mg/L |  |  | 1 | 22 |  | 88.5 | paper | steady-state conditions | 720 |  |  | 3 | QualPos | [16 empty] | other porous |  | /cm^2 | 7246.3768 |  |  | 3
Han 2003 Decontamition of Bacillus thuringiensis spores on selected surfaces by chlorine dioxide gas |  | Fumigation | CFU | 100000000 |  |  | 30 | cm^2 | 0.003 | m^2 |  |  |  | 20 | mg/L |  |  | 1 | 22 |  | 88.5 | wood | steady-state conditions | 720 |  |  | 3 | QualPos | [16 empty] | wood |  | /cm^2 | 7246.3768 |  |  | 3
Han 2003 Decontamition of Bacillus thuringiensis spores on selected surfaces by chlorine dioxide gas |  | Fumigation | CFU | 100000000 |  |  | 20 | cm^2 | 0.002 | m^2 |  |  |  | 20 | mg/L |  |  | 1 | 22 |  | 88.5 | epoxy | steady-state conditions | 720 |  |  | 3 | QualPos | [18 empty] | /cm^2 | 7246.3768 |  |  | 3
Han 2003 Decontamition of Bacillus thuringiensis spores on selected surfaces by chlorine dioxide gas |  | Fumigation | CFU | 100000000 |  |  | 30 | cm^2 | 0.003 | m^2 |  |  |  | 20 | mg/L |  |  | 1 | 22 |  | 88.5 | plastic | steady-state conditions | 720 |  |  | 0 | QualPos | [18 empty] | /cm^2 | 7246.3768 |  |  | 0
Han 2003 Decontamition of Bacillus thuringiensis spores on selected surfaces by chlorine dioxide gas |  | Fumigation | CFU | 100000000 |  |  | 12 | cm^2 | 0.0012 | m^2 |  |  |  | 25 | mg/L |  |  | 1 | 22 |  | 88.5 | paper | steady-state conditions | 720 |  |  | 2 | QualPos | [16 empty] | other porous |  | /cm^2 | 9057.971 |  |  | 2
Han 2003 Decontamition of Bacillus thuringiensis spores on selected surfaces by chlorine dioxide gas |  | Fumigation | CFU | 100000000 |  |  | 30 | cm^2 | 0.003 | m^2 |  |  |  | 25 | mg/L |  |  | 1 | 22 |  | 88.5 | wood | steady-state conditions | 720 |  |  | 1 | QualPos | [16 empty] | wood |  | /cm^2 | 9057.971 |  |  | 1
Han 2003 Decontamition of Bacillus thuringiensis spores on selected surfaces by chlorine dioxide gas |  | Fumigation | CFU | 100000000 |  |  | 20 | cm^2 | 0.002 | m^2 |  |  |  | 25 | mg/L |  |  | 1 | 22 |  | 88.5 | epoxy | steady-state conditions | 720 |  |  | 0 | QualPos | [18 empty] | /cm^2 | 9057.971 |  |  | 0
Han 2003 Decontamition of Bacillus thuringiensis spores on selected surfaces by chlorine dioxide gas |  | Fumigation | CFU | 100000000 |  |  | 30 | cm^2 | 0.003 | m^2 |  |  |  | 25 | mg/L |  |  | 1 | 22 |  | 88.5 | plastic | steady-state conditions | 720 |  |  | 0 | QualPos | [18 empty] | /cm^2 | 9057.971 |  |  | 0
Han 2003 Decontamition of Bacillus thuringiensis spores on selected surfaces by chlorine dioxide gas |  | Fumigation | CFU | 100000000 |  |  | 12 | cm^2 | 0.0012 | m^2 |  |  |  | 30 | mg/L |  |  | 1 | 22 |  | 88.5 | paper | steady-state conditions | 720 |  |  | 0 | QualPos | [16 empty] | other porous |  | /cm^2 | 10869.5652 |  |  | 0
Han 2003 Decontamition of Bacillus thuringiensis spores on selected surfaces by chlorine dioxide gas |  | Fumigation | CFU | 100000000 |  |  | 30 | cm^2 | 0.003 | m^2 |  |  |  | 30 | mg/L |  |  | 1 | 22 |  | 88.5 | wood | steady-state conditions | 720 |  |  | 0 | QualPos | [16 empty] | wood |  | /cm^2 | 10869.5652 |  |  | 0
Han 2003 Decontamition of Bacillus thuringiensis spores on selected surfaces by chlorine dioxide gas |  | Fumigation | CFU | 100000000 |  |  | 20 | cm^2 | 0.002 | m^2 |  |  |  | 30 | mg/L |  |  | 1 | 22 |  | 88.5 | epoxy | steady-state conditions | 720 |  |  | 0 | QualPos | [18 empty] | /cm^2 | 10869.5652 |  |  | 0
Han 2003 Decontamition of Bacillus thuringiensis spores on selected surfaces by chlorine dioxide gas |  | Fumigation | CFU | 100000000 |  |  | 30 | cm^2 | 0.003 | m^2 |  |  |  | 30 | mg/L |  |  | 1 | 22 |  | 88.5 | plastic | steady-state conditions | 720 |  |  | 0 | QualPos | [18 empty] | /cm^2 | 10869.5652 |  |  | 0
Li 2012 Decontamition of Bacillus subtilis var. niger spores on selected surfaces by chlorine dioxide gas | organic burden in innoculua (15 g/L tryptone, 5 g/L soya peptone) | Fumigation | CFU | 100000000 |  |  | 1.13 | cm^2 | 0.000113 | m^2 |  |  | 800-830 | 800 | ppmv |  |  |  | 27.8 |  | 80 | stainless steel | steady-state conditions | 180 |  |  | 4.6793 | LR |  | SD |  |  |  | 5 | [10 empty] | steel |  | /cm^2 | 800
Li 2012 Decontamition of Bacillus subtilis var. niger spores on selected surfaces by chlorine dioxide gas | organic burden in innoculua (15 g/L tryptone, 5 g/L soya peptone) | Fumigation | CFU | 100000000 |  |  | 1.13 | cm^2 | 0.000113 | m^2 |  |  | 800-830 | 800 | ppmv |  |  |  | 27.8 |  | 80 | prehumidified stainless steel | steady-state conditions | 180 |  |  | 3.4239 | LR |  | SD |  |  |  | 5 | [10 empty] | steel |  | /cm^2 | 800
Li 2012 Decontamition of Bacillus subtilis var. niger spores on selected surfaces by chlorine dioxide gas | organic burden in innoculua (15 g/L tryptone, 5 g/L soya peptone) | Fumigation | CFU | 100000000 |  |  | 0.79 | cm^2 | 7.9e-05 | m^2 |  |  | 800-830 | 800 | ppmv |  |  |  | 27.8 |  | 80 | polyvinyl chloride | steady-state conditions | 180 |  |  | 5.8016 | LR |  | SD |  |  |  | 5 | [12 empty] | /cm^2 | 800
Li 2012 Decontamition of Bacillus subtilis var. niger spores on selected surfaces by chlorine dioxide gas | organic burden in innoculua (15 g/L tryptone, 5 g/L soya peptone) | Fumigation | CFU | 100000000 |  |  | 0.79 | cm^2 | 7.9e-05 | m^2 |  |  | 800-830 | 800 | ppmv |  |  |  | 27.8 |  | 80 | prehumidified polyvinyl chloride | steady-state conditions | 180 |  |  | 5.1359 | LR |  | SD |  |  |  | 5 | [12 empty] | /cm^2 | 800
Li 2012 Decontamition of Bacillus subtilis var. niger spores on selected surfaces by chlorine dioxide gas | organic burden in innoculua (15 g/L tryptone, 5 g/L soya peptone) | Fumigation | CFU | 100000000 |  |  | 0.79 | cm^2 | 7.9e-05 | m^2 |  |  | 800-830 | 800 | ppmv |  |  |  | 27.8 |  | 80 | glass | steady-state conditions | 180 |  |  | 6.6386 | LR |  | SD |  |  |  | 5 | [10 empty] | glass |  | /cm^2 | 800
Li 2012 Decontamition of Bacillus subtilis var. niger spores on selected surfaces by chlorine dioxide gas | organic burden in innoculua (15 g/L tryptone, 5 g/L soya peptone) | Fumigation | CFU | 100000000 |  |  | 0.79 | cm^2 | 7.9e-05 | m^2 |  |  | 800-830 | 800 | ppmv |  |  |  | 27.8 |  | 80 | prehumidified glass | steady-state conditions | 180 |  |  | 5.8967 | LR |  | SD |  |  |  | 5 | [10 empty] | glass |  | /cm^2 | 800
Li 2012 Decontamition of Bacillus subtilis var. niger spores on selected surfaces by chlorine dioxide gas | organic burden in innoculua (15 g/L tryptone, 5 g/L soya peptone) | Fumigation | CFU | 100000000 |  |  | 1.13 | cm^2 | 0.000113 | m^2 |  |  | 800-830 | 800 | ppmv |  |  |  | 27.8 |  | 80 | painted steel | steady-state conditions | 180 |  |  | 4.7554 | LR |  | SD |  |  |  | 5 | [12 empty] | /cm^2 | 800
Li 2012 Decontamition of Bacillus subtilis var. niger spores on selected surfaces by chlorine dioxide gas | organic burden in innoculua (15 g/L tryptone, 5 g/L soya peptone) | Fumigation | CFU | 100000000 |  |  | 1.13 | cm^2 | 0.000113 | m^2 |  |  | 800-830 | 800 | ppmv |  |  |  | 27.8 |  | 80 | prehumidified painted steel | steady-state conditions | 180 |  |  | 2.9674 | LR |  | SD |  |  |  | 5 | [10 empty] | steel |  | /cm^2 | 800
Li 2012 Decontamition of Bacillus subtilis var. niger spores on selected surfaces by chlorine dioxide gas | organic burden in innoculua (15 g/L tryptone, 5 g/L soya peptone) | Fumigation | CFU | 100000000 |  |  | 1.13 | cm^2 | 0.000113 | m^2 |  |  | 800-830 | 800 | ppmv |  |  |  | 27.8 |  | 80 | polyurethane | steady-state conditions | 180 |  |  | 5.1739 | LR |  | SD |  |  |  | 5 | [12 empty] | /cm^2 | 800
Li 2012 Decontamition of Bacillus subtilis var. niger spores on selected surfaces by chlorine dioxide gas | organic burden in innoculua (15 g/L tryptone, 5 g/L soya peptone) | Fumigation | CFU | 100000000 |  |  | 1.13 | cm^2 | 0.000113 | m^2 |  |  | 800-830 | 800 | ppmv |  |  |  | 27.8 |  | 80 | prehumidified polyurethane | steady-state conditions | 180 |  |  | 4.0516 | LR |  | SD |  |  |  | 5 | [12 empty] | /cm^2 | 800
Li 2012 Decontamition of Bacillus subtilis var. niger spores on selected surfaces by chlorine dioxide gas | organic burden in innoculua (15 g/L tryptone, 5 g/L soya peptone) | Fumigation | CFU | 100000000 |  |  | 0.79 | cm^2 | 7.9e-05 | m^2 |  |  | 800-830 | 800 | ppmv |  |  |  | 27.8 |  | 80 | cotton cloth | steady-state conditions | 180 |  |  | 1.8071 | LR |  | SD |  |  |  | 5 | [10 empty] | other porous |  | /cm^2 | 800
Li 2012 Decontamition of Bacillus subtilis var. niger spores on selected surfaces by chlorine dioxide gas | organic burden in innoculua (15 g/L tryptone, 5 g/L soya peptone) | Fumigation | CFU | 100000000 |  |  | 0.79 | cm^2 | 7.9e-05 | m^2 |  |  | 800-830 | 800 | ppmv |  |  |  | 27.8 |  | 80 | prehumidified cotton cloth | steady-state conditions | 180 |  |  | 2.7582 | LR |  | SD |  |  |  | 5 | [10 empty] | other porous |  | /cm^2 | 800
Kida 2007 Sporicidal Activity of the KMT Reagent in Its Vapor Phase against Geobacillus stearothermophilus Spores |  | Fumigation | CFU | 100000000 | [9 empty] | 50 | mM | [6 empty] | Polypropylene swab | time exposed to volatalized solution | 480 |  |  | 6 | QualPos | [22 empty] | 6
Kida 2007 Sporicidal Activity of the KMT Reagent in Its Vapor Phase against Geobacillus stearothermophilus Spores |  | Fumigation | CFU | 100000000 | [9 empty] | 50 | mM | [6 empty] | Cotton swab | time exposed to volatalized solution | 480 |  |  | 2 | QualPos | [22 empty] | 2
Kida 2007 Sporicidal Activity of the KMT Reagent in Its Vapor Phase against Geobacillus stearothermophilus Spores | calf serum | Fumigation | CFU | 100000000 | [9 empty] | 50 | mM | [6 empty] | Polypropylene swab with serum | time exposed to volatalized solution | 480 |  |  | 3 | QualPos | [22 empty] | 3
Kida 2007 Sporicidal Activity of the KMT Reagent in Its Vapor Phase against Geobacillus stearothermophilus Spores | calf serum | Fumigation | CFU | 100000000 | [9 empty] | 50 | mM | [6 empty] | Cotton swab with serum | time exposed to volatalized solution | 480 |  |  | 0 | QualPos | [22 empty] | 0
Kida 2007 Sporicidal Activity of the KMT Reagent in Its Vapor Phase against Geobacillus stearothermophilus Spores |  | Fumigation | CFU | 100000000 | [9 empty] | 50 | mM | [6 empty] | Glass fiber filter swab | time exposed to volatalized solution | 480 |  |  | 1 | QualPos | [22 empty] | 1
Kida 2007 Sporicidal Activity of the KMT Reagent in Its Vapor Phase against Geobacillus stearothermophilus Spores |  | Fumigation | CFU | 100000000 | [9 empty] | 50 | wt% | [6 empty] | Polypropylene swab | time exposed to volatalized solution | 480 |  |  | 6 | QualPos | [22 empty] | 6
Kida 2007 Sporicidal Activity of the KMT Reagent in Its Vapor Phase against Geobacillus stearothermophilus Spores |  | Fumigation | CFU | 100000000 | [9 empty] | 50 | wt% | [6 empty] | Cotton swab | time exposed to volatalized solution | 480 |  |  | 2 | QualPos | [22 empty] | 2
Kida 2007 Sporicidal Activity of the KMT Reagent in Its Vapor Phase against Geobacillus stearothermophilus Spores | calf serum | Fumigation | CFU | 100000000 | [9 empty] | 50 | wt% | [6 empty] | Polypropylene swab with serum | time exposed to volatalized solution | 480 |  |  | 3 | QualPos | [22 empty] | 3
Kida 2007 Sporicidal Activity of the KMT Reagent in Its Vapor Phase against Geobacillus stearothermophilus Spores | calf serum | Fumigation | CFU | 100000000 | [9 empty] | 50 | wt% | [6 empty] | Cotton swab with serum | time exposed to volatalized solution | 480 |  |  | 0 | QualPos | [22 empty] | 0
Kida 2007 Sporicidal Activity of the KMT Reagent in Its Vapor Phase against Geobacillus stearothermophilus Spores |  | Fumigation | CFU | 100000000 | [9 empty] | 50 | wt% | [6 empty] | Glass fiber filter swab | time exposed to volatalized solution | 480 |  |  | 0 | QualPos | [22 empty] | 0
Kida 2007 Sporicidal Activity of the KMT Reagent in Its Vapor Phase against Geobacillus stearothermophilus Spores |  | Fumigation | CFU | 100000000 | [9 empty] | 50 | mM | [6 empty] | Polypropylene swab | time exposed to volatalized solution | 480 |  |  | 0 | QualPos | [22 empty] | 0
Kida 2007 Sporicidal Activity of the KMT Reagent in Its Vapor Phase against Geobacillus stearothermophilus Spores |  | Fumigation | CFU | 100000000 | [9 empty] | 50 | mM | [6 empty] | Cotton swab | time exposed to volatalized solution | 480 |  |  | 0 | QualPos | [22 empty] | 0
Kida 2007 Sporicidal Activity of the KMT Reagent in Its Vapor Phase against Geobacillus stearothermophilus Spores | calf serum | Fumigation | CFU | 100000000 | [9 empty] | 50 | mM | [6 empty] | Polypropylene swab with serum | time exposed to volatalized solution | 480 |  |  | 4 | QualPos | [22 empty] | 4
Kida 2007 Sporicidal Activity of the KMT Reagent in Its Vapor Phase against Geobacillus stearothermophilus Spores | calf serum | Fumigation | CFU | 100000000 | [9 empty] | 50 | mM | [6 empty] | Cotton swab with serum | time exposed to volatalized solution | 480 |  |  | 3 | QualPos | [22 empty] | 3
Kida 2007 Sporicidal Activity of the KMT Reagent in Its Vapor Phase against Geobacillus stearothermophilus Spores |  | Fumigation | CFU | 100000000 | [9 empty] | 50 | mM | [6 empty] | Glass fiber filter swab | time exposed to volatalized solution | 480 |  |  | 0 | QualPos | [22 empty] | 0
Kida 2007 Sporicidal Activity of the KMT Reagent in Its Vapor Phase against Geobacillus stearothermophilus Spores |  | Fumigation | CFU | 100000000 | [9 empty] | 0 | [7 empty] | Polypropylene swab | time exposed to volatalized solution | 480 |  |  | 0 | QualPos | [22 empty] | 0
Kida 2007 Sporicidal Activity of the KMT Reagent in Its Vapor Phase against Geobacillus stearothermophilus Spores |  | Fumigation | CFU | 100000000 | [9 empty] | 0 | [7 empty] | Cotton swab | time exposed to volatalized solution | 480 |  |  | 0 | QualPos | [22 empty] | 0
Kida 2007 Sporicidal Activity of the KMT Reagent in Its Vapor Phase against Geobacillus stearothermophilus Spores | calf serum | Fumigation | CFU | 100000000 | [9 empty] | 0 | [7 empty] | Polypropylene swab with serum | time exposed to volatalized solution | 480 |  |  | 4 | QualPos | [22 empty] | 4
Kida 2007 Sporicidal Activity of the KMT Reagent in Its Vapor Phase against Geobacillus stearothermophilus Spores | calf serum | Fumigation | CFU | 400000 | [9 empty] | 0 | [7 empty] | Cotton swab with serum | time exposed to volatalized solution | 480 |  |  | 2 | QualPos | [22 empty] | 2
Kida 2007 Sporicidal Activity of the KMT Reagent in Its Vapor Phase against Geobacillus stearothermophilus Spores |  | Fumigation | CFU | 100000000 | [9 empty] | 0 | [7 empty] | Glass fiber filter swab | time exposed to volatalized solution | 480 |  |  | 0 | QualPos | [22 empty] | 0
Kida 2007 Sporicidal Activity of the KMT Reagent in Its Vapor Phase against Geobacillus stearothermophilus Spores |  | Fumigation | CFU | 100000000 | [9 empty] | 50 | mM | [6 empty] | Polypropylene swab | time exposed to volatalized solution | 240 |  |  | 6 | QualPos | [22 empty] | 6
Kida 2007 Sporicidal Activity of the KMT Reagent in Its Vapor Phase against Geobacillus stearothermophilus Spores |  | Fumigation | CFU | 100000000 | [9 empty] | 50 | mM | [6 empty] | Cotton swab | time exposed to volatalized solution | 240 |  |  | 1 | QualPos | [22 empty] | 1
Kida 2007 Sporicidal Activity of the KMT Reagent in Its Vapor Phase against Geobacillus stearothermophilus Spores | calf serum | Fumigation | CFU | 100000000 | [9 empty] | 50 | mM | [6 empty] | Polypropylene swab with serum | time exposed to volatalized solution | 240 |  |  | 0 | QualPos | [22 empty] | 0
Kida 2007 Sporicidal Activity of the KMT Reagent in Its Vapor Phase against Geobacillus stearothermophilus Spores | calf serum | Fumigation | CFU | 100000000 | [9 empty] | 50 | mM | [6 empty] | Cotton swab with serum | time exposed to volatalized solution | 240 |  |  | 1 | QualPos | [22 empty] | 1
Kida 2007 Sporicidal Activity of the KMT Reagent in Its Vapor Phase against Geobacillus stearothermophilus Spores |  | Fumigation | CFU | 100000000 | [9 empty] | 50 | mM | [6 empty] | Glass fiber filter swab | time exposed to volatalized solution | 240 |  |  | 0 | QualPos | [22 empty] | 0
Kida 2007 Sporicidal Activity of the KMT Reagent in Its Vapor Phase against Geobacillus stearothermophilus Spores |  | Fumigation | CFU | 100000000 | [9 empty] | 50 | mM | [6 empty] | Polypropylene swab | time exposed to volatalized solution | 360 |  |  | 5 | QualPos | [22 empty] | 5
Kida 2007 Sporicidal Activity of the KMT Reagent in Its Vapor Phase against Geobacillus stearothermophilus Spores |  | Fumigation | CFU | 100000000 | [9 empty] | 50 | mM | [6 empty] | Cotton swab | time exposed to volatalized solution | 360 |  |  | 0 | QualPos | [22 empty] | 0
Kida 2007 Sporicidal Activity of the KMT Reagent in Its Vapor Phase against Geobacillus stearothermophilus Spores | calf serum | Fumigation | CFU | 10000000 | [9 empty] | 50 | mM | [6 empty] | Polypropylene swab with serum | time exposed to volatalized solution | 360 |  |  | 0 | QualPos | [22 empty] | 0
Kida 2007 Sporicidal Activity of the KMT Reagent in Its Vapor Phase against Geobacillus stearothermophilus Spores | calf serum | Fumigation | CFU | 10000000 | [9 empty] | 50 | mM | [6 empty] | Cotton swab with serum | time exposed to volatalized solution | 360 |  |  | 0 | QualPos | [22 empty] | 0
Kida 2007 Sporicidal Activity of the KMT Reagent in Its Vapor Phase against Geobacillus stearothermophilus Spores |  | Fumigation | CFU | 10000000 | [9 empty] | 50 | mM | [6 empty] | Glass fiber filter swab | time exposed to volatalized solution | 360 |  |  | 0 | QualPos | [22 empty] | 0
Kida 2007 Sporicidal Activity of the KMT Reagent in Its Vapor Phase against Geobacillus stearothermophilus Spores |  | Fumigation | CFU | 10000000 | [9 empty] | 50 | mM | [6 empty] | Polypropylene swab | time exposed to volatalized solution | 480 |  |  | 0 | QualPos | [22 empty] | 0
Kida 2007 Sporicidal Activity of the KMT Reagent in Its Vapor Phase against Geobacillus stearothermophilus Spores |  | Fumigation | CFU | 10000000 | [9 empty] | 50 | mM | [6 empty] | Cotton swab | time exposed to volatalized solution | 480 |  |  | 0 | QualPos | [22 empty] | 0
Kida 2007 Sporicidal Activity of the KMT Reagent in Its Vapor Phase against Geobacillus stearothermophilus Spores | calf serum | Fumigation | CFU | 10000000 | [9 empty] | 50 | mM | [6 empty] | Polypropylene swab with serum | time exposed to volatalized solution | 480 |  |  | 0 | QualPos | [22 empty] | 0
Kida 2007 Sporicidal Activity of the KMT Reagent in Its Vapor Phase against Geobacillus stearothermophilus Spores | calf serum | Fumigation | CFU | 10000000 | [9 empty] | 50 | mM | [6 empty] | Cotton swab with serum | time exposed to volatalized solution | 480 |  |  | 0 | QualPos | [22 empty] | 0
Kida 2007 Sporicidal Activity of the KMT Reagent in Its Vapor Phase against Geobacillus stearothermophilus Spores |  | Fumigation | CFU | 10000000 | [9 empty] | 50 | mM | [6 empty] | Glass fiber filter swab | time exposed to volatalized solution | 480 |  |  | 0 | QualPos | [22 empty] | 0
Kida 2007 Sporicidal Activity of the KMT Reagent in Its Vapor Phase against Geobacillus stearothermophilus Spores |  | Fumigation | CFU | 10000000 | [9 empty] | 50 | wt% | [6 empty] | Polypropylene swab | time exposed to volatalized solution | 480 |  |  | 1 | QualPos | [22 empty] | 1
Kida 2007 Sporicidal Activity of the KMT Reagent in Its Vapor Phase against Geobacillus stearothermophilus Spores |  | Fumigation | CFU | 10000000 | [9 empty] | 50 | wt% | [6 empty] | Cotton swab | time exposed to volatalized solution | 480 |  |  | 0 | QualPos | [22 empty] | 0
Kida 2007 Sporicidal Activity of the KMT Reagent in Its Vapor Phase against Geobacillus stearothermophilus Spores | calf serum | Fumigation | CFU | 10000000 | [9 empty] | 50 | wt% | [6 empty] | Polypropylene swab with serum | time exposed to volatalized solution | 480 |  |  | 1 | QualPos | [22 empty] | 1
Kida 2007 Sporicidal Activity of the KMT Reagent in Its Vapor Phase against Geobacillus stearothermophilus Spores | calf serum | Fumigation | CFU | 10000000 | [9 empty] | 50 | wt% | [6 empty] | Cotton swab with serum | time exposed to volatalized solution | 480 |  |  | 0 | QualPos | [22 empty] | 0
Kida 2007 Sporicidal Activity of the KMT Reagent in Its Vapor Phase against Geobacillus stearothermophilus Spores |  | Fumigation | CFU | 10000000 | [9 empty] | 50 | wt% | [6 empty] | Glass fiber filter swab | time exposed to volatalized solution | 480 |  |  | 0 | QualPos | [22 empty] | 0
Kida 2007 Sporicidal Activity of the KMT Reagent in Its Vapor Phase against Geobacillus stearothermophilus Spores |  | Fumigation | CFU | 10000000 | [9 empty] | 50 | mM | [6 empty] | Polypropylene swab | time exposed to volatalized solution | 480 |  |  | 0 | QualPos | [22 empty] | 0
Kida 2007 Sporicidal Activity of the KMT Reagent in Its Vapor Phase against Geobacillus stearothermophilus Spores |  | Fumigation | CFU | 10000000 | [9 empty] | 50 | mM | [6 empty] | Cotton swab | time exposed to volatalized solution | 480 |  |  | 0 | QualPos | [22 empty] | 0
Kida 2007 Sporicidal Activity of the KMT Reagent in Its Vapor Phase against Geobacillus stearothermophilus Spores | calf serum | Fumigation | CFU | 10000000 | [9 empty] | 50 | mM | [6 empty] | Polypropylene swab with serum | time exposed to volatalized solution | 480 |  |  | 6 | QualPos | [22 empty] | 6
Kida 2007 Sporicidal Activity of the KMT Reagent in Its Vapor Phase against Geobacillus stearothermophilus Spores | calf serum | Fumigation | CFU | 10000000 | [9 empty] | 50 | mM | [6 empty] | Cotton swab with serum | time exposed to volatalized solution | 480 |  |  | 6 | QualPos | [22 empty] | 6
Kida 2007 Sporicidal Activity of the KMT Reagent in Its Vapor Phase against Geobacillus stearothermophilus Spores |  | Fumigation | CFU | 10000000 | [9 empty] | 50 | mM | [6 empty] | Glass fiber filter swab | time exposed to volatalized solution | 480 |  |  | 0 | QualPos | [22 empty] | 0
Kida 2007 Sporicidal Activity of the KMT Reagent in Its Vapor Phase against Geobacillus stearothermophilus Spores |  | Fumigation | CFU | 10000000 | [9 empty] | 0 | [7 empty] | Polypropylene swab | time exposed to volatalized solution | 480 |  |  | 0 | QualPos | [22 empty] | 0
Kida 2007 Sporicidal Activity of the KMT Reagent in Its Vapor Phase against Geobacillus stearothermophilus Spores |  | Fumigation | CFU | 10000000 | [9 empty] | 0 | [7 empty] | Cotton swab | time exposed to volatalized solution | 480 |  |  | 0 | QualPos | [22 empty] | 0
Kida 2007 Sporicidal Activity of the KMT Reagent in Its Vapor Phase against Geobacillus stearothermophilus Spores | calf serum | Fumigation | CFU | 10000000 | [9 empty] | 0 | [7 empty] | Polypropylene swab with serum | time exposed to volatalized solution | 480 |  |  | 5 | QualPos | [22 empty] | 5
Kida 2007 Sporicidal Activity of the KMT Reagent in Its Vapor Phase against Geobacillus stearothermophilus Spores | calf serum | Fumigation | CFU | 10000000 | [9 empty] | 0 | [7 empty] | Cotton swab with serum | time exposed to volatalized solution | 480 |  |  | 4 | QualPos | [22 empty] | 4
Kida 2007 Sporicidal Activity of the KMT Reagent in Its Vapor Phase against Geobacillus stearothermophilus Spores |  | Fumigation | CFU | 10000000 | [9 empty] | 0 | [7 empty] | Glass fiber filter swab | time exposed to volatalized solution | 480 |  |  | 0 | QualPos | [22 empty] | 0
Akbas 2008 Application of gaseous ozone to control populations of Escherichia coli, Bacillus cereus and Bacillus cereus spores in dried figs |  | Fumigation | CFU | 10000000 |  |  | 25 | g | [5 empty] | 1 | ppm |  |  | 0.5 | 20 | 3 | 70 | dried fig | steady-state conditions |  |  |  | 7.5421 | LSurv |  | SD |  |  | 7.5227 | 4 | No damage | [11 empty] | /g |  |  |  |  | 7.5227
Akbas 2008 Application of gaseous ozone to control populations of Escherichia coli, Bacillus cereus and Bacillus cereus spores in dried figs |  | Fumigation | CFU | 10000000 |  |  | 25 | g | [5 empty] | 1 | ppm |  |  | 0.5 | 20 | 3 | 70 | dried fig | steady-state conditions | 58.8501 |  |  | 7.5583 | LSurv |  | SD |  |  | 7.4028 | 4 | No damage | [11 empty] | /g |  |  |  |  | 7.4028
Akbas 2008 Application of gaseous ozone to control populations of Escherichia coli, Bacillus cereus and Bacillus cereus spores in dried figs |  | Fumigation | CFU | 10000000 |  |  | 25 | g | [5 empty] | 1 | ppm |  |  | 0.5 | 20 | 3 | 70 | dried fig | steady-state conditions | 120.1125 |  |  | 7.3801 | LSurv |  | SD |  |  | 7.4384 | 4 | No damage | [11 empty] | /g |  |  |  |  | 7.4384
Akbas 2008 Application of gaseous ozone to control populations of Escherichia coli, Bacillus cereus and Bacillus cereus spores in dried figs |  | Fumigation | CFU | 10000000 |  |  | 25 | g | [5 empty] | 1 | ppm |  |  | 0.5 | 20 | 3 | 70 | dried fig | steady-state conditions | 238.9007 |  |  | 6.8294 | LSurv |  | SD |  |  | 7.4903 | 4 | No damage | [11 empty] | /g |  |  |  |  | 7.4903
Akbas 2008 Application of gaseous ozone to control populations of Escherichia coli, Bacillus cereus and Bacillus cereus spores in dried figs |  | Fumigation | CFU | 10000000 |  |  | 25 | g | [5 empty] | 1 | ppm |  |  | 0.5 | 20 | 3 | 70 | dried fig | steady-state conditions | 361.4376 |  |  | 6.2979 | LSurv |  | SD |  |  | 7.1922 | 4 | No damage | [11 empty] | /g |  |  |  |  | 7.1922
Akbas 2008 Application of gaseous ozone to control populations of Escherichia coli, Bacillus cereus and Bacillus cereus spores in dried figs |  | Fumigation | CFU | 10000000 |  |  | 25 | g | [5 empty] | 5 | ppm |  |  | 0.5 | 20 | 3 | 70 | dried fig | steady-state conditions | 0 |  |  | 7.2729 | LSurv |  | SD |  |  | 7.5224 | 4 | No damage | [11 empty] | /g |  |  |  |  | 7.5224
Akbas 2008 Application of gaseous ozone to control populations of Escherichia coli, Bacillus cereus and Bacillus cereus spores in dried figs |  | Fumigation | CFU | 10000000 |  |  | 25 | g | [5 empty] | 5 | ppm |  |  | 0.5 | 20 | 3 | 70 | dried fig | steady-state conditions | 60 |  |  | 7.2345 | LSurv |  | SD |  |  | 7.4456 | 4 | No damage | [11 empty] | /g |  |  |  |  | 7.4456
Akbas 2008 Application of gaseous ozone to control populations of Escherichia coli, Bacillus cereus and Bacillus cereus spores in dried figs |  | Fumigation | CFU | 10000000 |  |  | 25 | g | [5 empty] | 5 | ppm |  |  | 0.5 | 20 | 3 | 70 | dried fig | steady-state conditions | 120 |  |  | 6.7548 | LSurv |  | SD |  |  | 7.4264 | 4 | No damage | [11 empty] | /g |  |  |  |  | 7.4264
Akbas 2008 Application of gaseous ozone to control populations of Escherichia coli, Bacillus cereus and Bacillus cereus spores in dried figs |  | Fumigation | CFU | 10000000 |  |  | 25 | g | [5 empty] | 5 | ppm |  |  | 0.5 | 20 | 3 | 70 | dried fig | steady-state conditions | 239.3333 |  |  | 6.5053 | LSurv |  | SD |  |  | 7.5224 | 4 | No damage | [11 empty] | /g |  |  |  |  | 7.5224
Akbas 2008 Application of gaseous ozone to control populations of Escherichia coli, Bacillus cereus and Bacillus cereus spores in dried figs |  | Fumigation | CFU | 45000000 |  |  | 25 | g | [5 empty] | 5 | ppm |  |  | 0.5 | 20 | 3 | 70 | dried fig | steady-state conditions | 358.6667 |  |  | 5.8337 | LSurv |  | SD |  |  | 7.2154 | 4 | No damage | [11 empty] | /g |  |  |  |  | 7.2154
Akbas 2008 Application of gaseous ozone to control populations of Escherichia coli, Bacillus cereus and Bacillus cereus spores in dried figs |  | Fumigation | CFU | 45000000 |  |  | 25 | g | [5 empty] | 7 | ppm |  |  | 0.5 | 20 | 3 | 70 | dried fig | steady-state conditions |  |  |  | 7.5094 | LSurv |  | SD |  |  | 7.5283 | 4 | No damage | [11 empty] | /g |  |  |  |  | 7.5283
Akbas 2008 Application of gaseous ozone to control populations of Escherichia coli, Bacillus cereus and Bacillus cereus spores in dried figs |  | Fumigation | CFU | 45000000 |  |  | 25 | g | [5 empty] | 7 | ppm |  |  | 0.5 | 20 | 3 | 70 | dried fig | steady-state conditions | 59.5862 |  |  | 6.8868 | LSurv |  | SD |  |  | 7.4151 | 4 | No damage | [11 empty] | /g |  |  |  |  | 7.4151
Akbas 2008 Application of gaseous ozone to control populations of Escherichia coli, Bacillus cereus and Bacillus cereus spores in dried figs |  | Fumigation | CFU | 45000000 |  |  | 25 | g | [5 empty] | 7 | ppm |  |  | 0.5 | 20 | 3 | 70 | dried fig | steady-state conditions | 119.7931 |  |  | 6.6038 | LSurv |  | SD |  |  | 7.4151 | 4 | No damage | [11 empty] | /g |  |  |  |  | 7.4151
Akbas 2008 Application of gaseous ozone to control populations of Escherichia coli, Bacillus cereus and Bacillus cereus spores in dried figs |  | Fumigation | CFU | 45000000 |  |  | 25 | g | [5 empty] | 7 | ppm |  |  | 0.5 | 20 | 3 | 70 | dried fig | steady-state conditions | 240.2069 |  |  | 6.3585 | LSurv |  | SD |  |  | 7.4906 | 4 | No damage | [11 empty] | /g |  |  |  |  | 7.4906
Akbas 2008 Application of gaseous ozone to control populations of Escherichia coli, Bacillus cereus and Bacillus cereus spores in dried figs |  | Fumigation | CFU | 45000000 |  |  | 25 | g | [5 empty] | 7 | ppm |  |  | 0.5 | 20 | 3 | 70 | dried fig | steady-state conditions | 360.6207 |  |  | 5.6792 | LSurv |  | SD |  |  | 7.2264 | 4 | No damage | [11 empty] | /g |  |  |  |  | 7.2264
Akbas 2008 Application of gaseous ozone to control populations of Escherichia coli, Bacillus cereus and Bacillus cereus spores in dried figs |  | Fumigation | CFU | 10000 |  |  | 25 | g | [5 empty] | 9 | ppm |  |  | 0.5 | 20 | 3 | 70 | dried fig | steady-state conditions | 2.35 |  |  | 7.3869 | LSurv |  | SD |  |  | 7.5702 | 4 | No damage | [11 empty] | /g |  |  |  |  | 7.5702
Akbas 2008 Application of gaseous ozone to control populations of Escherichia coli, Bacillus cereus and Bacillus cereus spores in dried figs |  | Fumigation | CFU | 10000 |  |  | 25 | g | [5 empty] | 9 | ppm |  |  | 0.5 | 20 | 3 | 70 | dried fig | steady-state conditions | 59.5229 |  |  | 6.5408 | LSurv |  | SD |  |  | 7.4205 | 4 | No damage | [11 empty] | /g |  |  |  |  | 7.4205
Akbas 2008 Application of gaseous ozone to control populations of Escherichia coli, Bacillus cereus and Bacillus cereus spores in dried figs |  | Fumigation | CFU | 10000 |  |  | 25 | g | [5 empty] | 9 | ppm |  |  | 0.5 | 20 | 3 | 70 | dried fig | steady-state conditions | 120.4295 |  |  | 6.2994 | LSurv |  | SD |  |  | 7.4359 | 4 | No damage | [11 empty] | /g |  |  |  |  | 7.4359
Akbas 2008 Application of gaseous ozone to control populations of Escherichia coli, Bacillus cereus and Bacillus cereus spores in dried figs |  | Fumigation | CFU | 10000 |  |  | 25 | g | [5 empty] | 9 | ppm |  |  | 0.5 | 20 | 3 | 70 | dried fig | steady-state conditions | 241.6297 |  |  | 5.8533 | LSurv |  | SD |  |  | 7.4847 | 4 | No damage | [11 empty] | /g |  |  |  |  | 7.4847
Akbas 2008 Application of gaseous ozone to control populations of Escherichia coli, Bacillus cereus and Bacillus cereus spores in dried figs |  | Fumigation | CFU | 10000 |  |  | 25 | g | [5 empty] | 9 | ppm |  |  | 0.5 | 20 | 3 | 70 | dried fig | steady-state conditions | 361.0027 |  |  | 5.6823 | LSurv |  | SD |  |  | 7.1854 | 4 | No damage | [11 empty] | /g |  |  |  |  | 7.1854
Malik 2013 The ictivation of Bacillus subtilis spores at low concentrations of hydrogen peroxide vapour |  | Fumigation | CFU | 10000 |  |  | 1.33 | cm^2 | 0.000133 | m^2 |  |  | 0.1 | 90 | ppm |  |  |  | 25 |  | 50 | isopore polycarbote membrane filter | steady-state conditions | 89.3891 |  |  | 0.48035 | LR | [5 empty] | 2 | [12 empty] | /cm^2 |  |  | 90
Malik 2013 The ictivation of Bacillus subtilis spores at low concentrations of hydrogen peroxide vapour |  | Fumigation | CFU | 1000000 |  |  | 1.33 | cm^2 | 0.000133 | m^2 |  |  | 0.1 | 90 | ppm |  |  |  | 25 |  | 50 | isopore polycarbote membrane filter | steady-state conditions | 270.0965 |  |  | 3.4836 | LR | [5 empty] | 2 | [12 empty] | /cm^2 |  |  | 90
Malik 2013 The ictivation of Bacillus subtilis spores at low concentrations of hydrogen peroxide vapour |  | Fumigation | CFU | 1000000 |  |  | 1.33 | cm^2 | 0.000133 | m^2 |  |  | 0.1 | 90 | ppm |  |  |  | 25 |  | 50 | isopore polycarbote membrane filter | steady-state conditions | 360.1286 |  |  | 6.0462 | LR | [5 empty] | 2 | [12 empty] | /cm^2 |  |  | 90
Malik 2013 The ictivation of Bacillus subtilis spores at low concentrations of hydrogen peroxide vapour |  | Fumigation | CFU | 1000000 |  |  | 1.33 | cm^2 | 0.000133 | m^2 |  |  | 0.1 | 90 | ppm |  |  |  | 25 |  | 50 | isopore polycarbote membrane filter | steady-state conditions | 180.7074 |  |  | 0.88148 | LR | [5 empty] | 2 | [12 empty] | /cm^2 |  |  | 90
Malik 2013 The ictivation of Bacillus subtilis spores at low concentrations of hydrogen peroxide vapour |  | Fumigation | CFU | 1000000 |  |  | 1.33 | cm^2 | 0.000133 | m^2 |  |  | 0.1 | 75 | ppm |  |  |  | 25 |  | 50 | isopore polycarbote membrane filter | steady-state conditions | 89.3891 |  |  | 0.12341 | LR | [5 empty] | 2 | [12 empty] | /cm^2 |  |  | 75
Malik 2013 The ictivation of Bacillus subtilis spores at low concentrations of hydrogen peroxide vapour |  | Fumigation | CFU | 1000000 |  |  | 1.33 | cm^2 | 0.000133 | m^2 |  |  | 0.1 | 75 | ppm |  |  |  | 25 |  | 50 | isopore polycarbote membrane filter | steady-state conditions | 180.7074 |  |  | 0.50471 | LR | [5 empty] | 2 | [12 empty] | /cm^2 |  |  | 75
Malik 2013 The ictivation of Bacillus subtilis spores at low concentrations of hydrogen peroxide vapour |  | Fumigation | CFU | 1000000 |  |  | 1.33 | cm^2 | 0.000133 | m^2 |  |  | 0.1 | 75 | ppm |  |  |  | 25 |  | 50 | isopore polycarbote membrane filter | steady-state conditions | 270.0965 |  |  | 1.5205 | LR | [5 empty] | 2 | [12 empty] | /cm^2 |  |  | 75
Malik 2013 The ictivation of Bacillus subtilis spores at low concentrations of hydrogen peroxide vapour |  | Fumigation | CFU | 100000000 |  |  | 1.33 | cm^2 | 0.000133 | m^2 |  |  | 0.1 | 75 | ppm |  |  |  | 25 |  | 50 | isopore polycarbote membrane filter | steady-state conditions | 360.1286 |  |  | 4.3011 | LR | [5 empty] | 2 | [12 empty] | /cm^2 |  |  | 75
Malik 2013 The ictivation of Bacillus subtilis spores at low concentrations of hydrogen peroxide vapour |  | Fumigation | CFU | 100000000 |  |  | 1.33 | cm^2 | 0.000133 | m^2 |  |  | 0.1 | 50 | ppm |  |  |  | 25 |  | 50 | isopore polycarbote membrane filter | steady-state conditions | 88.746 |  |  | 0.0043996 | LR | [5 empty] | 2 | [12 empty] | /cm^2 |  |  | 50
Malik 2013 The ictivation of Bacillus subtilis spores at low concentrations of hydrogen peroxide vapour |  | Fumigation | CFU | 100000000 |  |  | 1.33 | cm^2 | 0.000133 | m^2 |  |  | 0.1 | 50 | ppm |  |  |  | 25 |  | 50 | isopore polycarbote membrane filter | steady-state conditions | 179.4212 |  |  | 0.12787 | LR | [5 empty] | 2 | [12 empty] | /cm^2 |  |  | 50
Malik 2013 The ictivation of Bacillus subtilis spores at low concentrations of hydrogen peroxide vapour |  | Fumigation | CFU | 100000000 |  |  | 1.33 | cm^2 | 0.000133 | m^2 |  |  | 0.1 | 50 | ppm |  |  |  | 25 |  | 50 | isopore polycarbote membrane filter | steady-state conditions | 269.4534 |  |  | 0.40996 | LR | [5 empty] | 2 | [12 empty] | /cm^2 |  |  | 50
Malik 2013 The ictivation of Bacillus subtilis spores at low concentrations of hydrogen peroxide vapour |  | Fumigation | CFU | 100000000 |  |  | 1.33 | cm^2 | 0.000133 | m^2 |  |  | 0.1 | 50 | ppm |  |  |  | 25 |  | 50 | isopore polycarbote membrane filter | steady-state conditions | 359.4855 |  |  | 0.96966 | LR | [5 empty] | 2 | [12 empty] | /cm^2 |  |  | 50
Malik 2013 The ictivation of Bacillus subtilis spores at low concentrations of hydrogen peroxide vapour |  | Fumigation | CFU | 100000000 |  |  | 1.33 | cm^2 | 0.000133 | m^2 |  |  | 0.1 | 3879 | ppm |  |  |  | 25 |  | 50 | isopore polycarbote membrane filter | steady-state conditions | 0.30912 |  |  | 0.31319 | LR | [5 empty] | 2 | [12 empty] | /cm^2 |  |  | 3879
Malik 2013 The ictivation of Bacillus subtilis spores at low concentrations of hydrogen peroxide vapour |  | Fumigation | CFU | 100000000 |  |  | 1.33 | cm^2 | 0.000133 | m^2 |  |  | 0.1 | 3879 | ppm |  |  |  | 25 |  | 50 | isopore polycarbote membrane filter | steady-state conditions | 0.74189 |  |  | 0.60989 | LR | [5 empty] | 2 | [12 empty] | /cm^2 |  |  | 3879
Malik 2013 The ictivation of Bacillus subtilis spores at low concentrations of hydrogen peroxide vapour |  | Fumigation | CFU | 100000000 |  |  | 1.33 | cm^2 | 0.000133 | m^2 |  |  | 0.1 | 3879 | ppm |  |  |  | 25 |  | 50 | isopore polycarbote membrane filter | steady-state conditions | 0.98918 |  |  | 1.0714 | LR | [5 empty] | 2 | [12 empty] | /cm^2 |  |  | 3879
Malik 2013 The ictivation of Bacillus subtilis spores at low concentrations of hydrogen peroxide vapour |  | Fumigation | CFU | 100000000 |  |  | 1.33 | cm^2 | 0.000133 | m^2 |  |  | 0.1 | 3879 | ppm |  |  |  | 25 |  | 50 | isopore polycarbote membrane filter | steady-state conditions | 1.1437 |  |  | 2.1758 | LR | [5 empty] | 2 | [12 empty] | /cm^2 |  |  | 3879
Malik 2013 The ictivation of Bacillus subtilis spores at low concentrations of hydrogen peroxide vapour |  | Fumigation | CFU | 100000000 |  |  | 1.33 | cm^2 | 0.000133 | m^2 |  |  | 0.1 | 3879 | ppm |  |  |  | 25 |  | 50 | isopore polycarbote membrane filter | steady-state conditions | 1.3601 |  |  | 4.7967 | LR | [5 empty] | 2 | [12 empty] | /cm^2 |  |  | 3879
Malik 2013 The ictivation of Bacillus subtilis spores at low concentrations of hydrogen peroxide vapour |  | Fumigation | CFU | 100000000 |  |  | 1.33 | cm^2 | 0.000133 | m^2 |  |  | 0.1 | 1859 | ppm |  |  |  | 25 |  | 50 | isopore polycarbote membrane filter | steady-state conditions | 0.30912 |  |  | 0.14835 | LR | [5 empty] | 2 | [12 empty] | /cm^2 |  |  | 1859
Malik 2013 The ictivation of Bacillus subtilis spores at low concentrations of hydrogen peroxide vapour |  | Fumigation | CFU | 100000000 |  |  | 1.33 | cm^2 | 0.000133 | m^2 |  |  | 0.1 | 1859 | ppm |  |  |  | 25 |  | 50 | isopore polycarbote membrane filter | steady-state conditions | 0.74189 |  |  | 0.31319 | LR | [5 empty] | 2 | [12 empty] | /cm^2 |  |  | 1859
Malik 2013 The ictivation of Bacillus subtilis spores at low concentrations of hydrogen peroxide vapour |  | Fumigation | CFU | 100000000 |  |  | 1.33 | cm^2 | 0.000133 | m^2 |  |  | 0.1 | 1859 | ppm |  |  |  | 25 |  | 50 | isopore polycarbote membrane filter | steady-state conditions | 1.0201 |  |  | 0.67582 | LR | [5 empty] | 2 | [12 empty] | /cm^2 |  |  | 1859
Malik 2013 The ictivation of Bacillus subtilis spores at low concentrations of hydrogen peroxide vapour |  | Fumigation | CFU | 100000000 |  |  | 1.33 | cm^2 | 0.000133 | m^2 |  |  | 0.1 | 1859 | ppm |  |  |  | 25 |  | 50 | isopore polycarbote membrane filter | steady-state conditions | 1.2983 |  |  | 1.0385 | LR | [5 empty] | 2 | [12 empty] | /cm^2 |  |  | 1859
Malik 2013 The ictivation of Bacillus subtilis spores at low concentrations of hydrogen peroxide vapour |  | Fumigation | CFU | 100000000 |  |  | 1.33 | cm^2 | 0.000133 | m^2 |  |  | 0.1 | 1859 | ppm |  |  |  | 25 |  | 50 | isopore polycarbote membrane filter | steady-state conditions | 1.6074 |  |  | 3.4945 | LR | [5 empty] | 2 | [12 empty] | /cm^2 |  |  | 1859
Malik 2013 The ictivation of Bacillus subtilis spores at low concentrations of hydrogen peroxide vapour |  | Fumigation | CFU | 100000000 |  |  | 1.33 | cm^2 | 0.000133 | m^2 |  |  | 0.1 | 1859 | ppm |  |  |  | 25 |  | 50 | isopore polycarbote membrane filter | steady-state conditions | 1.762 |  |  | 4.7308 | LR | [5 empty] | 2 | [12 empty] | /cm^2 |  |  | 1859
Malik 2013 The ictivation of Bacillus subtilis spores at low concentrations of hydrogen peroxide vapour |  | Fumigation | CFU | 100000000 |  |  | 1.33 | cm^2 | 0.000133 | m^2 |  |  | 0.1 | 1131 | ppm |  |  |  | 25 |  | 50 | isopore polycarbote membrane filter | steady-state conditions | 0.98918 |  |  | 0.065934 | LR | [5 empty] | 2 | [12 empty] | /cm^2 |  |  | 1131
Malik 2013 The ictivation of Bacillus subtilis spores at low concentrations of hydrogen peroxide vapour |  | Fumigation | CFU | 100000000 |  |  | 1.33 | cm^2 | 0.000133 | m^2 |  |  | 0.1 | 1131 | ppm |  |  |  | 25 |  | 50 | isopore polycarbote membrane filter | steady-state conditions | 1.5147 |  |  | 0.098901 | LR | [5 empty] | 2 | [12 empty] | /cm^2 |  |  | 1131
Malik 2013 The ictivation of Bacillus subtilis spores at low concentrations of hydrogen peroxide vapour |  | Fumigation | CFU | 100000000 |  |  | 1.33 | cm^2 | 0.000133 | m^2 |  |  | 0.1 | 1131 | ppm |  |  |  | 25 |  | 50 | isopore polycarbote membrane filter | steady-state conditions | 2.5348 |  |  | 1.0714 | LR | [5 empty] | 2 | [12 empty] | /cm^2 |  |  | 1131
Malik 2013 The ictivation of Bacillus subtilis spores at low concentrations of hydrogen peroxide vapour |  | Fumigation | CFU | 100000000 |  |  | 1.33 | cm^2 | 0.000133 | m^2 |  |  | 0.1 | 1131 | ppm |  |  |  | 25 |  | 50 | isopore polycarbote membrane filter | steady-state conditions | 2.9675 |  |  | 1.9615 | LR | [5 empty] | 2 | [12 empty] | /cm^2 |  |  | 1131
Malik 2013 The ictivation of Bacillus subtilis spores at low concentrations of hydrogen peroxide vapour |  | Fumigation | CFU | 100000000 |  |  | 1.33 | cm^2 | 0.000133 | m^2 |  |  | 0.1 | 1131 | ppm |  |  |  | 25 |  | 50 | isopore polycarbote membrane filter | steady-state conditions | 3.9876 |  |  | 4.1538 | LR | [5 empty] | 2 | [12 empty] | /cm^2 |  |  | 1131
Malik 2013 The ictivation of Bacillus subtilis spores at low concentrations of hydrogen peroxide vapour |  | Fumigation | CFU | 100000000 |  |  | 1.33 | cm^2 | 0.000133 | m^2 |  |  | 0.1 | 1131 | ppm |  |  |  | 25 |  | 50 | isopore polycarbote membrane filter | steady-state conditions | 4.4822 |  |  | 5.2582 | LR | [5 empty] | 2 | [12 empty] | /cm^2 |  |  | 1131
Malik 2013 The ictivation of Bacillus subtilis spores at low concentrations of hydrogen peroxide vapour |  | Fumigation | CFU | 100000000 |  |  | 1.33 | cm^2 | 0.000133 | m^2 |  |  | 0.1 | 558 | ppm |  |  |  | 25 |  | 50 | isopore polycarbote membrane filter | steady-state conditions | 0.98918 |  |  | 0.049451 | LR | [5 empty] | 2 | [12 empty] | /cm^2 |  |  | 558
Malik 2013 The ictivation of Bacillus subtilis spores at low concentrations of hydrogen peroxide vapour |  | Fumigation | CFU | 100000000 |  |  | 1.33 | cm^2 | 0.000133 | m^2 |  |  | 0.1 | 558 | ppm |  |  |  | 25 |  | 50 | isopore polycarbote membrane filter | steady-state conditions | 3.2767 |  |  | 0.37912 | LR | [5 empty] | 2 | [12 empty] | /cm^2 |  |  | 558
Malik 2013 The ictivation of Bacillus subtilis spores at low concentrations of hydrogen peroxide vapour |  | Fumigation | CFU | 100000000 |  |  | 1.33 | cm^2 | 0.000133 | m^2 |  |  | 0.1 | 558 | ppm |  |  |  | 25 |  | 50 | isopore polycarbote membrane filter | steady-state conditions | 6.306 |  |  | 0.92308 | LR | [5 empty] | 2 | [12 empty] | /cm^2 |  |  | 558
Malik 2013 The ictivation of Bacillus subtilis spores at low concentrations of hydrogen peroxide vapour |  | Fumigation | CFU | 100000000 |  |  | 1.33 | cm^2 | 0.000133 | m^2 |  |  | 0.1 | 558 | ppm |  |  |  | 25 |  | 50 | isopore polycarbote membrane filter | steady-state conditions | 10.4482 |  |  | 1.8626 | LR | [5 empty] | 2 | [12 empty] | /cm^2 |  |  | 558
Malik 2013 The ictivation of Bacillus subtilis spores at low concentrations of hydrogen peroxide vapour |  | Fumigation | CFU | 100000000 |  |  | 1.33 | cm^2 | 0.000133 | m^2 |  |  | 0.1 | 558 | ppm |  |  |  | 25 |  | 50 | isopore polycarbote membrane filter | steady-state conditions | 11.8083 |  |  | 2.6209 | LR | [5 empty] | 2 | [12 empty] | /cm^2 |  |  | 558
Malik 2013 The ictivation of Bacillus subtilis spores at low concentrations of hydrogen peroxide vapour |  | Fumigation | CFU | 100000000 |  |  | 1.33 | cm^2 | 0.000133 | m^2 |  |  | 0.1 | 558 | ppm |  |  |  | 25 |  | 50 | isopore polycarbote membrane filter | steady-state conditions | 13.5085 |  |  | 3.8901 | LR | [5 empty] | 2 | [12 empty] | /cm^2 |  |  | 558
Malik 2013 The ictivation of Bacillus subtilis spores at low concentrations of hydrogen peroxide vapour |  | Fumigation | CFU | 100000000 |  |  | 1.33 | cm^2 | 0.000133 | m^2 |  |  | 0.1 | 275 | ppm |  |  |  | 25 |  | 50 | isopore polycarbote membrane filter | steady-state conditions | 1.2674 |  |  | -0.016484 | LR | [5 empty] | 2 | [12 empty] | /cm^2 |  |  | 275
Malik 2013 The ictivation of Bacillus subtilis spores at low concentrations of hydrogen peroxide vapour |  | Fumigation | CFU | 100000000 |  |  | 1.33 | cm^2 | 0.000133 | m^2 |  |  | 0.1 | 275 | ppm |  |  |  | 25 |  | 50 | isopore polycarbote membrane filter | steady-state conditions | 3.0912 |  |  | -0.016484 | LR | [5 empty] | 2 | [12 empty] | /cm^2 |  |  | 275
Malik 2013 The ictivation of Bacillus subtilis spores at low concentrations of hydrogen peroxide vapour |  | Fumigation | CFU | 100000000 |  |  | 1.33 | cm^2 | 0.000133 | m^2 |  |  | 0.1 | 275 | ppm |  |  |  | 25 |  | 50 | isopore polycarbote membrane filter | steady-state conditions | 5.5951 |  |  | -3.3307e-16 | LR | [5 empty] | 2 | [12 empty] | /cm^2 |  |  | 275
Malik 2013 The ictivation of Bacillus subtilis spores at low concentrations of hydrogen peroxide vapour |  | Fumigation | CFU | 100000000 |  |  | 1.33 | cm^2 | 0.000133 | m^2 |  |  | 0.1 | 275 | ppm |  |  |  | 25 |  | 50 | isopore polycarbote membrane filter | steady-state conditions | 7.0479 |  |  | -3.3307e-16 | LR | [5 empty] | 2 | [12 empty] | /cm^2 |  |  | 275
Malik 2013 The ictivation of Bacillus subtilis spores at low concentrations of hydrogen peroxide vapour |  | Fumigation | CFU | 100000000 |  |  | 1.33 | cm^2 | 0.000133 | m^2 |  |  | 0.1 | 275 | ppm |  |  |  | 25 |  | 50 | isopore polycarbote membrane filter | steady-state conditions | 8.9954 |  |  | 0.32967 | LR | [5 empty] | 2 | [12 empty] | /cm^2 |  |  | 275
Malik 2013 The ictivation of Bacillus subtilis spores at low concentrations of hydrogen peroxide vapour |  | Fumigation | CFU | 100000000 |  |  | 1.33 | cm^2 | 0.000133 | m^2 |  |  | 0.1 | 275 | ppm |  |  |  | 25 |  | 50 | isopore polycarbote membrane filter | steady-state conditions | 10.51 |  |  | 0.65934 | LR | [5 empty] | 2 | [12 empty] | /cm^2 |  |  | 275
Malik 2013 The ictivation of Bacillus subtilis spores at low concentrations of hydrogen peroxide vapour |  | Fumigation | CFU | 100000000 |  |  | 1.33 | cm^2 | 0.000133 | m^2 |  |  | 0.1 | 275 | ppm |  |  |  | 25 |  | 50 | isopore polycarbote membrane filter | steady-state conditions | 12.6121 |  |  | 1.0385 | LR | [5 empty] | 2 | [12 empty] | /cm^2 |  |  | 275
Malik 2013 The ictivation of Bacillus subtilis spores at low concentrations of hydrogen peroxide vapour |  | Fumigation | CFU | 100000000 |  |  | 1.33 | cm^2 | 0.000133 | m^2 |  |  | 0.1 | 275 | ppm |  |  |  | 25 |  | 50 | isopore polycarbote membrane filter | steady-state conditions | 14.745 |  |  | 1.7967 | LR | [5 empty] | 2 | [12 empty] | /cm^2 |  |  | 275
Malik 2013 The ictivation of Bacillus subtilis spores at low concentrations of hydrogen peroxide vapour |  | Fumigation | CFU | 100000000 |  |  | 1.33 | cm^2 | 0.000133 | m^2 |  |  | 0.1 | 275 | ppm |  |  |  | 25 |  | 50 | isopore polycarbote membrane filter | steady-state conditions | 17.9907 |  |  | 3.7912 | LR | [5 empty] | 2 | [12 empty] | /cm^2 |  |  | 275
Malik 2013 The ictivation of Bacillus subtilis spores at low concentrations of hydrogen peroxide vapour |  | Fumigation | CFU | 100000000 |  |  | 1.33 | cm^2 | 0.000133 | m^2 |  |  | 0.1 | 275 | ppm |  |  |  | 25 |  | 50 | isopore polycarbote membrane filter | steady-state conditions | 19.7218 |  |  | 4.8132 | LR | [5 empty] | 2 | [12 empty] | /cm^2 |  |  | 275
Johnston 2005 Evaluation of hydrogen peroxide vapour as a method for the decontamition of surfaces contamited with Clostridium botulinum spores |  | Fumigation | CFU | 100000000 |  |  | 0.79 | cm^2 | 7.9e-05 | m^2 | [8 empty] | 28 |  | 50 | stainless steel biological indicator | variable-condition process | 2 |  |  | 1 | QualPos | [5 empty] | 1 | [12 empty] | /cm^2 |  |  |  | 1
Johnston 2005 Evaluation of hydrogen peroxide vapour as a method for the decontamition of surfaces contamited with Clostridium botulinum spores |  | Fumigation | CFU | 100000000 |  |  | 0.79 | cm^2 | 7.9e-05 | m^2 | [8 empty] | 28 |  | 50 | stainless steel biological indicator | variable-condition process | 4 |  |  | 1 | QualPos | [5 empty] | 1 | [12 empty] | /cm^2 |  |  |  | 1
Johnston 2005 Evaluation of hydrogen peroxide vapour as a method for the decontamition of surfaces contamited with Clostridium botulinum spores |  | Fumigation | CFU | 100000000 |  |  | 0.79 | cm^2 | 7.9e-05 | m^2 | [8 empty] | 28 |  | 50 | stainless steel biological indicator | variable-condition process | 6 |  |  | 0 | QualPos | [5 empty] | 1 | [12 empty] | /cm^2 |  |  |  | 0
Johnston 2005 Evaluation of hydrogen peroxide vapour as a method for the decontamition of surfaces contamited with Clostridium botulinum spores |  | Fumigation | CFU | 100000000 |  |  | 0.79 | cm^2 | 7.9e-05 | m^2 | [8 empty] | 28 |  | 50 | stainless steel biological indicator | variable-condition process | 8 |  |  | 0 | QualPos | [5 empty] | 1 | [12 empty] | /cm^2 |  |  |  | 0
Johnston 2005 Evaluation of hydrogen peroxide vapour as a method for the decontamition of surfaces contamited with Clostridium botulinum spores |  | Fumigation | CFU | 100000000 |  |  | 0.79 | cm^2 | 7.9e-05 | m^2 | [8 empty] | 28 |  | 50 | stainless steel biological indicator | variable-condition process | 10 |  |  | 0 | QualPos | [5 empty] | 1 | [12 empty] | /cm^2 |  |  |  | 0
Johnston 2005 Evaluation of hydrogen peroxide vapour as a method for the decontamition of surfaces contamited with Clostridium botulinum spores |  | Fumigation | CFU | 100000000 |  |  | 0.79 | cm^2 | 7.9e-05 | m^2 | [8 empty] | 28 |  | 50 | stainless steel biological indicator | variable-condition process | 11 |  |  | 0 | QualPos | [5 empty] | 1 | [12 empty] | /cm^2 |  |  |  | 0
Johnston 2005 Evaluation of hydrogen peroxide vapour as a method for the decontamition of surfaces contamited with Clostridium botulinum spores |  | Fumigation | CFU | 100000000 |  |  | 0.79 | cm^2 | 7.9e-05 | m^2 | [8 empty] | 28 |  | 50 | stainless steel biological indicator | variable-condition process | 12 |  |  | 0 | QualPos | [5 empty] | 1 | [12 empty] | /cm^2 |  |  |  | 0
Johnston 2005 Evaluation of hydrogen peroxide vapour as a method for the decontamition of surfaces contamited with Clostridium botulinum spores |  | Fumigation | CFU | 10000000 |  |  | 0.79 | cm^2 | 7.9e-05 | m^2 | [8 empty] | 28 |  | 50 | stainless steel biological indicator | variable-condition process | 20 |  |  | 0 | QualPos | [5 empty] | 1 | [12 empty] | /cm^2 |  |  |  | 0
Zoutman 2011 Effectiveness of a novel ozone-based system for the rapid high-level disinfection of health care spaces and surfaces |  | Fumigation | CFU | 10000000 |  |  | 0.79 | cm^2 | 7.9e-05 | m^2 |  |  |  | 80 | ppm | [5 empty] | 80 | stainless steel | variable-condition process | 90 |  |  | 7.23 | LR | 0.06 | SD | [14 empty] | steel |  | /cm^2
Zoutman 2011 Effectiveness of a novel ozone-based system for the rapid high-level disinfection of health care spaces and surfaces |  | Fumigation | CFU | 10000000 |  |  | 0.79 | cm^2 | 7.9e-05 | m^2 |  |  |  | 80 | ppm | [5 empty] | 80 | stainless steel | variable-condition process | 90 |  |  | 7.23 | LR | 0.06 | SD | [14 empty] | steel |  | /cm^2
Zoutman 2011 Effectiveness of a novel ozone-based system for the rapid high-level disinfection of health care spaces and surfaces |  | Fumigation | CFU | 10000000 |  |  | 0.79 | cm^2 | 7.9e-05 | m^2 |  |  |  | 80 | ppm | [5 empty] | 80 | stainless steel | variable-condition process | 90 |  |  | 6.37 | LR | 0.09 | SD | [14 empty] | steel |  | /cm^2
2011 Ozone Gas Decontamition of Materials Contamited with Bacillus Anthracis Spores |  | Fumigation | CFU | 10000000 |  |  | 14.25 | cm^2 | 0.001425 | m^2 |  |  |  | 7000 | ppmv |  |  | 2 | 22 |  | 85 | Glass | steady-state conditions | 240 |  |  | 4.39 | LR | 1.29 | 1.96 x SE |  |  |  | 5 | No damage | [9 empty] | glass |  | /cm^2
2011 Ozone Gas Decontamition of Materials Contamited with Bacillus Anthracis Spores |  | Fumigation | CFU | 10000000 |  |  | 14.25 | cm^2 | 0.001425 | m^2 |  |  |  | 7000 | ppmv |  |  | 2 | 22 |  | 85 | Wood | steady-state conditions | 240 |  |  | 4.13 | LR | 1.36 | 1.96 x SE |  |  |  | 5 | No damage | [9 empty] | wood |  | /cm^2
2011 Ozone Gas Decontamition of Materials Contamited with Bacillus Anthracis Spores |  | Fumigation | CFU | 10000000 |  |  | 14.25 | cm^2 | 0.001425 | m^2 |  |  |  | 7000 | ppmv |  |  | 2 | 22 |  | 85 | Carpet | steady-state conditions | 240 |  |  | 4.1 | LR | 0.86 | 1.96 x SE |  |  |  | 5 | No damage | [9 empty] | carpet |  | /cm^2
2011 Ozone Gas Decontamition of Materials Contamited with Bacillus Anthracis Spores |  | Fumigation | CFU | 10000000 |  |  | 14.25 | cm^2 | 0.001425 | m^2 |  |  |  | 7000 | ppmv |  |  | 2 | 22 |  | 85 | Lamite | steady-state conditions | 240 |  |  | 3.11 | LR | 0.16 | 1.96 x SE |  |  |  | 5 | No damage | [11 empty] | /cm^2
2011 Ozone Gas Decontamition of Materials Contamited with Bacillus Anthracis Spores |  | Fumigation | CFU | 10000000 |  |  | 14.25 | cm^2 | 0.001425 | m^2 |  |  |  | 7000 | ppmv |  |  | 2 | 22 |  | 85 | Metal Ductwork | steady-state conditions | 240 |  |  | 2.33 | LR | 0.17 | 1.96 x SE |  |  |  | 5 | No damage | [9 empty] | steel |  | /cm^2
2011 Ozone Gas Decontamition of Materials Contamited with Bacillus Anthracis Spores |  | Fumigation | CFU | 10000000 |  |  | 14.25 | cm^2 | 0.001425 | m^2 |  |  |  | 7000 | ppmv |  |  | 2 | 22 |  | 85 | Wallboard Paper | steady-state conditions | 240 |  | ≥ | 7.6 | LR | 0.1 | 1.96 x SE |  |  |  | 5 | No damage | [9 empty] | wallboard |  | /cm^2 |  |  |  | 0 | 7.6
2011 Ozone Gas Decontamition of Materials Contamited with Bacillus Anthracis Spores |  | Fumigation | CFU | 10000000 |  |  | 14.25 | cm^2 | 0.001425 | m^2 |  |  |  | 7000 | ppmv |  |  | 2 | 22 |  | 85 | Glass | steady-state conditions | 360 |  |  | 2.71 | LR | 0.39 | 1.96 x SE |  |  |  | 5 | No damage | [9 empty] | glass |  | /cm^2
2011 Ozone Gas Decontamition of Materials Contamited with Bacillus Anthracis Spores |  | Fumigation | CFU | 10000000 |  |  | 14.25 | cm^2 | 0.001425 | m^2 |  |  |  | 7000 | ppmv |  |  | 2 | 22 |  | 85 | Wood | steady-state conditions | 360 |  |  | 5.04 | LR | 1.35 | 1.96 x SE |  |  |  | 5 | No damage | [9 empty] | wood |  | /cm^2
2011 Ozone Gas Decontamition of Materials Contamited with Bacillus Anthracis Spores |  | Fumigation | CFU | 10000000 |  |  | 14.25 | cm^2 | 0.001425 | m^2 |  |  |  | 7000 | ppmv |  |  | 2 | 22 |  | 85 | Carpet | steady-state conditions | 360 |  |  | 6.13 | LR | 1.46 | 1.96 x SE |  |  |  | 5 | No damage | [9 empty] | carpet |  | /cm^2
2011 Ozone Gas Decontamition of Materials Contamited with Bacillus Anthracis Spores |  | Fumigation | CFU | 10000000 |  |  | 14.25 | cm^2 | 0.001425 | m^2 |  |  |  | 7000 | ppmv |  |  | 2 | 22 |  | 85 | Lamite | steady-state conditions | 360 |  |  | 2.79 | LR | 0.17 | 1.96 x SE |  |  |  | 5 | No damage | [11 empty] | /cm^2
2011 Ozone Gas Decontamition of Materials Contamited with Bacillus Anthracis Spores |  | Fumigation | CFU | 10000000 |  |  | 14.25 | cm^2 | 0.001425 | m^2 |  |  |  | 7000 | ppmv |  |  | 2 | 22 |  | 85 | Metal Ductwork | steady-state conditions | 360 |  |  | 1.98 | LR | 0.35 | 1.96 x SE |  |  |  | 5 | No damage | [9 empty] | steel |  | /cm^2
2011 Ozone Gas Decontamition of Materials Contamited with Bacillus Anthracis Spores |  | Fumigation | CFU | 10000000 |  |  | 14.25 | cm^2 | 0.001425 | m^2 |  |  |  | 7000 | ppmv |  |  | 2 | 22 |  | 85 | Wallboard Paper | steady-state conditions | 360 |  |  | 6.87 | LR | 0.88 | 1.96 x SE |  |  |  | 5 | No damage | [9 empty] | wallboard |  | /cm^2
2011 Ozone Gas Decontamition of Materials Contamited with Bacillus Anthracis Spores |  | Fumigation | CFU | 10000000 |  |  | 14.25 | cm^2 | 0.001425 | m^2 |  |  |  | 7000 | ppmv |  |  | 2 | 22 |  | 85 | Glass | steady-state conditions | 480 |  |  | 6.25 | LR | 1.53 | 1.96 x SE |  |  |  | 5 | No damage | [9 empty] | glass |  | /cm^2
2011 Ozone Gas Decontamition of Materials Contamited with Bacillus Anthracis Spores |  | Fumigation | CFU | 10000000 |  |  | 14.25 | cm^2 | 0.001425 | m^2 |  |  |  | 7000 | ppmv |  |  | 2 | 22 |  | 85 | Wood | steady-state conditions | 480 |  | ≥ | 6.7 | LR | 0.11 | 1.96 x SE |  |  |  | 5 | No damage | [9 empty] | wood |  | /cm^2 |  |  |  | 0 | 6.7
2011 Ozone Gas Decontamition of Materials Contamited with Bacillus Anthracis Spores |  | Fumigation | CFU | 10000000 |  |  | 14.25 | cm^2 | 0.001425 | m^2 |  |  |  | 7000 | ppmv |  |  | 2 | 22 |  | 85 | Carpet | steady-state conditions | 480 |  | ≥ | 7.82 | LR | 0.08 | 1.96 x SE |  |  |  | 5 | No damage | [9 empty] | carpet |  | /cm^2 |  |  |  | 0 | 7.82
2011 Ozone Gas Decontamition of Materials Contamited with Bacillus Anthracis Spores |  | Fumigation | CFU | 10000000 |  |  | 14.25 | cm^2 | 0.001425 | m^2 |  |  |  | 7000 | ppmv |  |  | 2 | 22 |  | 85 | Lamite | steady-state conditions | 480 |  |  | 4.99 | LR | 1.35 | 1.96 x SE |  |  |  | 5 | No damage | [11 empty] | /cm^2
2011 Ozone Gas Decontamition of Materials Contamited with Bacillus Anthracis Spores |  | Fumigation | CFU | 10000000 |  |  | 14.25 | cm^2 | 0.001425 | m^2 |  |  |  | 7000 | ppmv |  |  | 2 | 22 |  | 85 | Metal Ductwork | steady-state conditions | 480 |  |  | 2.95 | LR | 0.72 | 1.96 x SE |  |  |  | 5 | No damage | [9 empty] | steel |  | /cm^2
2011 Ozone Gas Decontamition of Materials Contamited with Bacillus Anthracis Spores |  | Fumigation | CFU | 10000000 |  |  | 14.25 | cm^2 | 0.001425 | m^2 |  |  |  | 7000 | ppmv |  |  | 2 | 22 |  | 85 | Wallboard Paper | steady-state conditions | 480 |  | ≥ | 7.6 | LR | 0.1 | 1.96 x SE |  |  |  | 5 | No damage | [9 empty] | wallboard |  | /cm^2 |  |  |  | 0 | 7.6
2011 Ozone Gas Decontamition of Materials Contamited with Bacillus Anthracis Spores |  | Fumigation | CFU | 10000000 |  |  | 14.25 | cm^2 | 0.001425 | m^2 |  |  |  | 7000 | ppmv |  |  | 2 | 22 |  | 75 | Glass | steady-state conditions | 240 |  |  | 1.86 | LR | 0.39 | 1.96 x SE |  |  |  | 5 | No damage | [9 empty] | glass |  | /cm^2
2011 Ozone Gas Decontamition of Materials Contamited with Bacillus Anthracis Spores |  | Fumigation | CFU | 10000000 |  |  | 14.25 | cm^2 | 0.001425 | m^2 |  |  |  | 7000 | ppmv |  |  | 2 | 22 |  | 75 | Wood | steady-state conditions | 240 |  |  | 2.53 | LR | 0.31 | 1.96 x SE |  |  |  | 5 | No damage | [9 empty] | wood |  | /cm^2
2011 Ozone Gas Decontamition of Materials Contamited with Bacillus Anthracis Spores |  | Fumigation | CFU | 10000000 |  |  | 14.25 | cm^2 | 0.001425 | m^2 |  |  |  | 7000 | ppmv |  |  | 2 | 22 |  | 75 | Carpet | steady-state conditions | 240 |  |  | 2.06 | LR | 0.23 | 1.96 x SE |  |  |  | 5 | No damage | [9 empty] | carpet |  | /cm^2
2011 Ozone Gas Decontamition of Materials Contamited with Bacillus Anthracis Spores |  | Fumigation | CFU | 10000000 |  |  | 14.25 | cm^2 | 0.001425 | m^2 |  |  |  | 7000 | ppmv |  |  | 2 | 22 |  | 75 | Lamite | steady-state conditions | 240 |  |  | 1.51 | LR | 0.08 | 1.96 x SE |  |  |  | 5 | No damage | [11 empty] | /cm^2
2011 Ozone Gas Decontamition of Materials Contamited with Bacillus Anthracis Spores |  | Fumigation | CFU | 10000000 |  |  | 14.25 | cm^2 | 0.001425 | m^2 |  |  |  | 7000 | ppmv |  |  | 2 | 22 |  | 75 | Metal Ductwork | steady-state conditions | 240 |  |  | 1.48 | LR | 0.16 | 1.96 x SE |  |  |  | 5 | No damage | [9 empty] | steel |  | /cm^2
2011 Ozone Gas Decontamition of Materials Contamited with Bacillus Anthracis Spores |  | Fumigation | CFU | 100000 |  |  | 14.25 | cm^2 | 0.001425 | m^2 |  |  |  | 7000 | ppmv |  |  | 2 | 22 |  | 75 | Wallboard Paper | steady-state conditions | 240 |  |  | 5.21 | LR | 0.46 | 1.96 x SE |  |  |  | 5 | No damage | [9 empty] | wallboard |  | /cm^2
2011 Ozone Gas Decontamition of Materials Contamited with Bacillus Anthracis Spores |  | Fumigation | CFU | 100000 |  |  | 14.25 | cm^2 | 0.001425 | m^2 |  |  |  | 7000 | ppmv |  |  | 2 | 22 |  | 75 | Glass | steady-state conditions | 360 |  |  | 2.33 | LR | 0.47 | 1.96 x SE |  |  |  | 5 | No damage | [9 empty] | glass |  | /cm^2
2011 Ozone Gas Decontamition of Materials Contamited with Bacillus Anthracis Spores |  | Fumigation | CFU | 100000 |  |  | 14.25 | cm^2 | 0.001425 | m^2 |  |  |  | 7000 | ppmv |  |  | 2 | 22 |  | 75 | Wood | steady-state conditions | 360 |  |  | 3.35 | LR | 1.59 | 1.96 x SE |  |  |  | 5 | No damage | [9 empty] | wood |  | /cm^2
2011 Ozone Gas Decontamition of Materials Contamited with Bacillus Anthracis Spores |  | Fumigation | CFU | 100000 |  |  | 14.25 | cm^2 | 0.001425 | m^2 |  |  |  | 7000 | ppmv |  |  | 2 | 22 |  | 75 | Carpet | steady-state conditions | 360 |  |  | 3.03 | LR | 0.36 | 1.96 x SE |  |  |  | 5 | No damage | [9 empty] | carpet |  | /cm^2
2011 Ozone Gas Decontamition of Materials Contamited with Bacillus Anthracis Spores |  | Fumigation | CFU | 100000 |  |  | 14.25 | cm^2 | 0.001425 | m^2 |  |  |  | 7000 | ppmv |  |  | 2 | 22 |  | 75 | Lamite | steady-state conditions | 360 |  |  | 1.65 | LR | 0.08 | 1.96 x SE |  |  |  | 5 | No damage | [11 empty] | /cm^2
2011 Ozone Gas Decontamition of Materials Contamited with Bacillus Anthracis Spores |  | Fumigation | CFU | 100000 |  |  | 14.25 | cm^2 | 0.001425 | m^2 |  |  |  | 7000 | ppmv |  |  | 2 | 22 |  | 75 | Metal Ductwork | steady-state conditions | 360 |  |  | 1.44 | LR | 0.23 | 1.96 x SE |  |  |  | 5 | No damage | [9 empty] | steel |  | /cm^2
2011 Ozone Gas Decontamition of Materials Contamited with Bacillus Anthracis Spores |  | Fumigation | CFU | 100000 |  |  | 14.25 | cm^2 | 0.001425 | m^2 |  |  |  | 7000 | ppmv |  |  | 2 | 22 |  | 75 | Wallboard Paper | steady-state conditions | 360 |  |  | 6.97 | LR | 0.91 | 1.96 x SE |  |  |  | 5 | No damage | [9 empty] | wallboard |  | /cm^2
2011 Ozone Gas Decontamition of Materials Contamited with Bacillus Anthracis Spores |  | Fumigation | CFU | 100000 |  |  | 14.25 | cm^2 | 0.001425 | m^2 |  |  |  | 7000 | ppmv |  |  | 2 | 22 |  | 75 | Glass | steady-state conditions | 480 |  |  | 2.33 | LR | 0.52 | 1.96 x SE |  |  |  | 5 | No damage | [9 empty] | glass |  | /cm^2
2011 Ozone Gas Decontamition of Materials Contamited with Bacillus Anthracis Spores |  | Fumigation | CFU | 100000 |  |  | 14.25 | cm^2 | 0.001425 | m^2 |  |  |  | 7000 | ppmv |  |  | 2 | 22 |  | 75 | Wood | steady-state conditions | 480 |  |  | 2.95 | LR | 0.7 | 1.96 x SE |  |  |  | 5 | No damage | [9 empty] | wood |  | /cm^2
2011 Ozone Gas Decontamition of Materials Contamited with Bacillus Anthracis Spores |  | Fumigation | CFU | 100000 |  |  | 14.25 | cm^2 | 0.001425 | m^2 |  |  |  | 7000 | ppmv |  |  | 2 | 22 |  | 75 | Carpet | steady-state conditions | 480 |  |  | 4.38 | LR | 1.07 | 1.96 x SE |  |  |  | 5 | No damage | [9 empty] | carpet |  | /cm^2
2011 Ozone Gas Decontamition of Materials Contamited with Bacillus Anthracis Spores |  | Fumigation | CFU | 100000 |  |  | 14.25 | cm^2 | 0.001425 | m^2 |  |  |  | 7000 | ppmv |  |  | 2 | 22 |  | 75 | Lamite | steady-state conditions | 480 |  |  | 1.58 | LR | 0.3 | 1.96 x SE |  |  |  | 5 | No damage | [11 empty] | /cm^2
2011 Ozone Gas Decontamition of Materials Contamited with Bacillus Anthracis Spores |  | Fumigation | CFU | 100000 |  |  | 14.25 | cm^2 | 0.001425 | m^2 |  |  |  | 7000 | ppmv |  |  | 2 | 22 |  | 75 | Metal Ductwork | steady-state conditions | 480 |  |  | 1.7 | LR | 0.08 | 1.96 x SE |  |  |  | 5 | No damage | [9 empty] | steel |  | /cm^2
2011 Ozone Gas Decontamition of Materials Contamited with Bacillus Anthracis Spores |  | Fumigation | CFU | 100000 |  |  | 14.25 | cm^2 | 0.001425 | m^2 |  |  |  | 7000 | ppmv |  |  | 2 | 22 |  | 75 | Wallboard Paper | steady-state conditions | 480 |  |  | 6.34 | LR | 1.36 | 1.96 x SE |  |  |  | 5 | No damage | [9 empty] | wallboard |  | /cm^2
2011 Ozone Gas Decontamition of Materials Contamited with Bacillus Anthracis Spores |  | Fumigation | CFU | 100000 |  |  | 14.25 | cm^2 | 0.001425 | m^2 |  |  |  | 9000 | ppmv |  |  | 2 | 22 |  | 85 | Glass | steady-state conditions | 240 |  |  | 2.64 | LR | 0.31 | 1.96 x SE |  |  |  | 5 | No damage | [9 empty] | glass |  | /cm^2
2011 Ozone Gas Decontamition of Materials Contamited with Bacillus Anthracis Spores |  | Fumigation | CFU | 100000 |  |  | 14.25 | cm^2 | 0.001425 | m^2 |  |  |  | 9000 | ppmv |  |  | 2 | 22 |  | 85 | Wood | steady-state conditions | 240 |  |  | 6.01 | LR | 1.31 | 1.96 x SE |  |  |  | 5 | No damage | [9 empty] | wood |  | /cm^2
2011 Ozone Gas Decontamition of Materials Contamited with Bacillus Anthracis Spores |  | Fumigation | CFU | 100000 |  |  | 14.25 | cm^2 | 0.001425 | m^2 |  |  |  | 9000 | ppmv |  |  | 2 | 22 |  | 85 | Carpet | steady-state conditions | 240 |  |  | 4.31 | LR | 0.16 | 1.96 x SE |  |  |  | 5 | No damage | [9 empty] | carpet |  | /cm^2
2011 Ozone Gas Decontamition of Materials Contamited with Bacillus Anthracis Spores |  | Fumigation | CFU | 100000 |  |  | 14.25 | cm^2 | 0.001425 | m^2 |  |  |  | 9000 | ppmv |  |  | 2 | 22 |  | 85 | Lamite | steady-state conditions | 240 |  |  | 2.21 | LR | 0.3 | 1.96 x SE |  |  |  | 5 | No damage | [11 empty] | /cm^2
2011 Ozone Gas Decontamition of Materials Contamited with Bacillus Anthracis Spores |  | Fumigation | CFU | 100000 |  |  | 14.25 | cm^2 | 0.001425 | m^2 |  |  |  | 9000 | ppmv |  |  | 2 | 22 |  | 85 | Metal Ductwork | steady-state conditions | 240 |  |  | 1.79 | LR | 0.16 | 1.96 x SE |  |  |  | 5 | No damage | [9 empty] | steel |  | /cm^2
2011 Ozone Gas Decontamition of Materials Contamited with Bacillus Anthracis Spores |  | Fumigation | CFU | 1000000 |  |  | 14.25 | cm^2 | 0.001425 | m^2 |  |  |  | 9000 | ppmv |  |  | 2 | 22 |  | 85 | Wallboard Paper | steady-state conditions | 240 |  |  | 7.17 | LR | 0.96 | 1.96 x SE |  |  |  | 5 | No damage | [9 empty] | wallboard |  | /cm^2
2011 Ozone Gas Decontamition of Materials Contamited with Bacillus Anthracis Spores |  | Fumigation | CFU | 1000000 |  |  | 14.25 | cm^2 | 0.001425 | m^2 |  |  |  | 9000 | ppmv |  |  | 2 | 22 |  | 85 | Glass | steady-state conditions | 360 |  |  | 3.26 | LR | 0.97 | 1.96 x SE |  |  |  | 5 | No damage | [9 empty] | glass |  | /cm^2
2011 Ozone Gas Decontamition of Materials Contamited with Bacillus Anthracis Spores |  | Fumigation | CFU | 1000000 |  |  | 14.25 | cm^2 | 0.001425 | m^2 |  |  |  | 9000 | ppmv |  |  | 2 | 22 |  | 85 | Wood | steady-state conditions | 360 |  |  | 6.31 | LR | 0.72 | 1.96 x SE |  |  |  | 5 | No damage | [9 empty] | wood |  | /cm^2
2011 Ozone Gas Decontamition of Materials Contamited with Bacillus Anthracis Spores |  | Fumigation | CFU | 1000000 |  |  | 14.25 | cm^2 | 0.001425 | m^2 |  |  |  | 9000 | ppmv |  |  | 2 | 22 |  | 85 | Carpet | steady-state conditions | 360 |  | ≥ | 7.93 | LR | 0.06 | 1.96 x SE |  |  |  | 5 | No damage | [9 empty] | carpet |  | /cm^2 |  |  |  | 0 | 7.93
2011 Ozone Gas Decontamition of Materials Contamited with Bacillus Anthracis Spores |  | Fumigation | CFU | 1000000 |  |  | 14.25 | cm^2 | 0.001425 | m^2 |  |  |  | 9000 | ppmv |  |  | 2 | 22 |  | 85 | Lamite | steady-state conditions | 360 |  |  | 2.17 | LR | 0.37 | 1.96 x SE |  |  |  | 5 | No damage | [11 empty] | /cm^2
2011 Ozone Gas Decontamition of Materials Contamited with Bacillus Anthracis Spores |  | Fumigation | CFU | 1000000 |  |  | 14.25 | cm^2 | 0.001425 | m^2 |  |  |  | 9000 | ppmv |  |  | 2 | 22 |  | 85 | Metal Ductwork | steady-state conditions | 360 |  |  | 3.76 | LR | 0.28 | 1.96 x SE |  |  |  | 5 | No damage | [9 empty] | steel |  | /cm^2
2011 Ozone Gas Decontamition of Materials Contamited with Bacillus Anthracis Spores |  | Fumigation | CFU | 1000000 |  |  | 14.25 | cm^2 | 0.001425 | m^2 |  |  |  | 9000 | ppmv |  |  | 2 | 22 |  | 85 | Wallboard Paper | steady-state conditions | 360 |  | ≥ | 7.66 | LR | 0.09 | 1.96 x SE |  |  |  | 5 | No damage | [9 empty] | wallboard |  | /cm^2 |  |  |  | 0 | 7.66
2011 Ozone Gas Decontamition of Materials Contamited with Bacillus Anthracis Spores |  | Fumigation | CFU | 1000000 |  |  | 14.25 | cm^2 | 0.001425 | m^2 |  |  |  | 9000 | ppmv |  |  | 2 | 22 |  | 85 | Glass | steady-state conditions | 480 |  |  | 3.92 | LR | 1.95 | 1.96 x SE |  |  |  | 5 | No damage | [9 empty] | glass |  | /cm^2
2011 Ozone Gas Decontamition of Materials Contamited with Bacillus Anthracis Spores |  | Fumigation | CFU | 1000000 |  |  | 14.25 | cm^2 | 0.001425 | m^2 |  |  |  | 9000 | ppmv |  |  | 2 | 22 |  | 85 | Wood | steady-state conditions | 480 |  | ≥ | 6.68 | LR | 0.1 | 1.96 x SE |  |  |  | 5 | No damage | [9 empty] | wood |  | /cm^2 |  |  |  | 0 | 6.68
2011 Ozone Gas Decontamition of Materials Contamited with Bacillus Anthracis Spores |  | Fumigation | CFU | 1000000 |  |  | 14.25 | cm^2 | 0.001425 | m^2 |  |  |  | 9000 | ppmv |  |  | 2 | 22 |  | 85 | Carpet | steady-state conditions | 480 |  | ≥ | 7.93 | LR | 0.06 | 1.96 x SE |  |  |  | 5 | No damage | [9 empty] | carpet |  | /cm^2 |  |  |  | 0 | 7.93
2011 Ozone Gas Decontamition of Materials Contamited with Bacillus Anthracis Spores |  | Fumigation | CFU | 1000000 |  |  | 14.25 | cm^2 | 0.001425 | m^2 |  |  |  | 9000 | ppmv |  |  | 2 | 22 |  | 85 | Lamite | steady-state conditions | 480 |  |  | 3.1 | LR | 0.28 | 1.96 x SE |  |  |  | 5 | No damage | [11 empty] | /cm^2
2011 Ozone Gas Decontamition of Materials Contamited with Bacillus Anthracis Spores |  | Fumigation | CFU | 1000000 |  |  | 14.25 | cm^2 | 0.001425 | m^2 |  |  |  | 9000 | ppmv |  |  | 2 | 22 |  | 85 | Metal Ductwork | steady-state conditions | 480 |  |  | 2.28 | LR | 0.15 | 1.96 x SE |  |  |  | 5 | No damage | [9 empty] | steel |  | /cm^2
2011 Ozone Gas Decontamition of Materials Contamited with Bacillus Anthracis Spores |  | Fumigation | CFU | 1000000 |  |  | 14.25 | cm^2 | 0.001425 | m^2 |  |  |  | 9000 | ppmv |  |  | 2 | 22 |  | 85 | Wallboard Paper | steady-state conditions | 480 |  | ≥ | 7.66 | LR | 0.09 | 1.96 x SE |  |  |  | 5 | No damage | [9 empty] | wallboard |  | /cm^2 |  |  |  | 0 | 7.66
2011 Ozone Gas Decontamition of Materials Contamited with Bacillus Anthracis Spores |  | Fumigation | CFU | 1000000 |  |  | 14.25 | cm^2 | 0.001425 | m^2 |  |  |  | 9000 | ppmv |  |  | 2 | 22 |  | 75 | Glass | steady-state conditions | 240 |  |  | 1.72 | LR | 0.24 | 1.96 x SE |  |  |  | 5 | No damage | [9 empty] | glass |  | /cm^2
2011 Ozone Gas Decontamition of Materials Contamited with Bacillus Anthracis Spores |  | Fumigation | CFU | 1000000 |  |  | 14.25 | cm^2 | 0.001425 | m^2 |  |  |  | 9000 | ppmv |  |  | 2 | 22 |  | 75 | Wood | steady-state conditions | 240 |  |  | 2.31 | LR | 0.52 | 1.96 x SE |  |  |  | 5 | No damage | [9 empty] | wood |  | /cm^2
2011 Ozone Gas Decontamition of Materials Contamited with Bacillus Anthracis Spores |  | Fumigation | CFU | 1000000 |  |  | 14.25 | cm^2 | 0.001425 | m^2 |  |  |  | 9000 | ppmv |  |  | 2 | 22 |  | 75 | Carpet | steady-state conditions | 240 |  |  | 2.33 | LR | 0.19 | 1.96 x SE |  |  |  | 5 | No damage | [9 empty] | carpet |  | /cm^2
2011 Ozone Gas Decontamition of Materials Contamited with Bacillus Anthracis Spores |  | Fumigation | CFU | 1000000 |  |  | 14.25 | cm^2 | 0.001425 | m^2 |  |  |  | 9000 | ppmv |  |  | 2 | 22 |  | 75 | Lamite | steady-state conditions | 240 |  |  | 1.27 | LR | 0.06 | 1.96 x SE |  |  |  | 5 | No damage | [11 empty] | /cm^2
2011 Ozone Gas Decontamition of Materials Contamited with Bacillus Anthracis Spores |  | Fumigation | CFU | 1000000 |  |  | 14.25 | cm^2 | 0.001425 | m^2 |  |  |  | 9000 | ppmv |  |  | 2 | 22 |  | 75 | Metal Ductwork | steady-state conditions | 240 |  |  | 1.55 | LR | 0.2 | 1.96 x SE |  |  |  | 5 | No damage | [9 empty] | steel |  | /cm^2
2011 Ozone Gas Decontamition of Materials Contamited with Bacillus Anthracis Spores |  | Fumigation | CFU | 1000000 |  |  | 14.25 | cm^2 | 0.001425 | m^2 |  |  |  | 9000 | ppmv |  |  | 2 | 22 |  | 75 | Wallboard Paper | steady-state conditions | 240 |  |  | 3.65 | LR | 0.69 | 1.96 x SE |  |  |  | 5 | No damage | [9 empty] | wallboard |  | /cm^2
2011 Ozone Gas Decontamition of Materials Contamited with Bacillus Anthracis Spores |  | Fumigation | CFU | 1000000 |  |  | 14.25 | cm^2 | 0.001425 | m^2 |  |  |  | 9000 | ppmv |  |  | 2 | 22 |  | 75 | Glass | steady-state conditions | 360 |  |  | 1.7 | LR | 0.14 | 1.96 x SE |  |  |  | 5 | No damage | [9 empty] | glass |  | /cm^2
2011 Ozone Gas Decontamition of Materials Contamited with Bacillus Anthracis Spores |  | Fumigation | CFU | 1000000 |  |  | 14.25 | cm^2 | 0.001425 | m^2 |  |  |  | 9000 | ppmv |  |  | 2 | 22 |  | 75 | Wood | steady-state conditions | 360 |  |  | 2.21 | LR | 0.24 | 1.96 x SE |  |  |  | 5 | No damage | [9 empty] | wood |  | /cm^2
2011 Ozone Gas Decontamition of Materials Contamited with Bacillus Anthracis Spores |  | Fumigation | CFU | 1000000 |  |  | 14.25 | cm^2 | 0.001425 | m^2 |  |  |  | 9000 | ppmv |  |  | 2 | 22 |  | 75 | Carpet | steady-state conditions | 360 |  |  | 3.16 | LR | 0.18 | 1.96 x SE |  |  |  | 5 | No damage | [9 empty] | carpet |  | /cm^2
2011 Ozone Gas Decontamition of Materials Contamited with Bacillus Anthracis Spores |  | Fumigation | CFU | 1000000 |  |  | 14.25 | cm^2 | 0.001425 | m^2 |  |  |  | 9000 | ppmv |  |  | 2 | 22 |  | 75 | Lamite | steady-state conditions | 360 |  |  | 1.27 | LR | 0.06 | 1.96 x SE |  |  |  | 5 | No damage | [11 empty] | /cm^2
2011 Ozone Gas Decontamition of Materials Contamited with Bacillus Anthracis Spores |  | Fumigation | CFU | 1000000 |  |  | 14.25 | cm^2 | 0.001425 | m^2 |  |  |  | 9000 | ppmv |  |  | 2 | 22 |  | 75 | Metal Ductwork | steady-state conditions | 360 |  |  | 1.4 | LR | 0.18 | 1.96 x SE |  |  |  | 5 | No damage | [9 empty] | steel |  | /cm^2
2011 Ozone Gas Decontamition of Materials Contamited with Bacillus Anthracis Spores |  | Fumigation | CFU | 10000000 |  |  | 14.25 | cm^2 | 0.001425 | m^2 |  |  |  | 9000 | ppmv |  |  | 2 | 22 |  | 75 | Wallboard Paper | steady-state conditions | 360 |  |  | 5.32 | LR | 1.79 | 1.96 x SE |  |  |  | 5 | No damage | [9 empty] | wallboard |  | /cm^2
2011 Ozone Gas Decontamition of Materials Contamited with Bacillus Anthracis Spores |  | Fumigation | CFU | 10000000 |  |  | 14.25 | cm^2 | 0.001425 | m^2 |  |  |  | 9000 | ppmv |  |  | 2 | 22 |  | 75 | Glass | steady-state conditions | 480 |  |  | 1.88 | LR | 0.37 | 1.96 x SE |  |  |  | 5 | No damage | [9 empty] | glass |  | /cm^2
2011 Ozone Gas Decontamition of Materials Contamited with Bacillus Anthracis Spores |  | Fumigation | CFU | 10000000 |  |  | 14.25 | cm^2 | 0.001425 | m^2 |  |  |  | 9000 | ppmv |  |  | 2 | 22 |  | 75 | Wood | steady-state conditions | 480 |  |  | 2.56 | LR | 0.55 | 1.96 x SE |  |  |  | 5 | No damage | [9 empty] | wood |  | /cm^2
2011 Ozone Gas Decontamition of Materials Contamited with Bacillus Anthracis Spores |  | Fumigation | CFU | 10000000 |  |  | 14.25 | cm^2 | 0.001425 | m^2 |  |  |  | 9000 | ppmv |  |  | 2 | 22 |  | 75 | Carpet | steady-state conditions | 480 |  |  | 4.29 | LR | 0.76 | 1.96 x SE |  |  |  | 5 | No damage | [9 empty] | carpet |  | /cm^2
2011 Ozone Gas Decontamition of Materials Contamited with Bacillus Anthracis Spores |  | Fumigation | CFU | 10000000 |  |  | 14.25 | cm^2 | 0.001425 | m^2 |  |  |  | 9000 | ppmv |  |  | 2 | 22 |  | 75 | Lamite | steady-state conditions | 480 |  |  | 1.49 | LR | 0.09 | 1.96 x SE |  |  |  | 5 | No damage | [11 empty] | /cm^2
2011 Ozone Gas Decontamition of Materials Contamited with Bacillus Anthracis Spores |  | Fumigation | CFU | 10000000 |  |  | 14.25 | cm^2 | 0.001425 | m^2 |  |  |  | 9000 | ppmv |  |  | 2 | 22 |  | 75 | Metal Ductwork | steady-state conditions | 480 |  |  | 1.4 | LR | 0.4 | 1.96 x SE |  |  |  | 5 | No damage | [9 empty] | steel |  | /cm^2
2011 Ozone Gas Decontamition of Materials Contamited with Bacillus Anthracis Spores |  | Fumigation | CFU | 10000000 |  |  | 14.25 | cm^2 | 0.001425 | m^2 |  |  |  | 9000 | ppmv |  |  | 2 | 22 |  | 75 | Wallboard Paper | steady-state conditions | 480 |  |  | 5.42 | LR | 1.72 | 1.96 x SE |  |  |  | 5 | No damage | [9 empty] | wallboard |  | /cm^2
2011 Ozone Gas Decontamition of Materials Contamited with Bacillus Anthracis Spores |  | Fumigation | CFU | 10000000 |  |  | 14.25 | cm^2 | 0.001425 | m^2 |  |  |  | 9800 | ppmv |  |  | 2 | 22 |  | 85 | Glass | steady-state conditions | 360 |  |  | 6.61 | LR | 1.42 | 1.96 x SE |  |  |  | 5 | No damage | [9 empty] | glass |  | /cm^2
2011 Ozone Gas Decontamition of Materials Contamited with Bacillus Anthracis Spores |  | Fumigation | CFU | 10000000 |  |  | 14.25 | cm^2 | 0.001425 | m^2 |  |  |  | 9800 | ppmv |  |  | 2 | 22 |  | 85 | Wood | steady-state conditions | 360 |  | ≥ | 6.9 | LR | 0.27 | 1.96 x SE |  |  |  | 5 | No damage | [9 empty] | wood |  | /cm^2 |  |  |  | 0 | 6.9
2011 Ozone Gas Decontamition of Materials Contamited with Bacillus Anthracis Spores |  | Fumigation | CFU | 1000000 |  |  | 14.25 | cm^2 | 0.001425 | m^2 |  |  |  | 9800 | ppmv |  |  | 2 | 22 |  | 85 | Carpet | steady-state conditions | 360 |  | ≥ | 7.92 | LR | 0.08 | 1.96 x SE |  |  |  | 5 | No damage | [9 empty] | carpet |  | /cm^2 |  |  |  | 0 | 7.92
2011 Ozone Gas Decontamition of Materials Contamited with Bacillus Anthracis Spores |  | Fumigation | CFU | 1000000 |  |  | 14.25 | cm^2 | 0.001425 | m^2 |  |  |  | 9800 | ppmv |  |  | 2 | 22 |  | 85 | Lamite | steady-state conditions | 360 |  |  | 3.52 | LR | 0.17 | 1.96 x SE |  |  |  | 5 | No damage | [11 empty] | /cm^2
2011 Ozone Gas Decontamition of Materials Contamited with Bacillus Anthracis Spores |  | Fumigation | CFU | 1000000 |  |  | 14.25 | cm^2 | 0.001425 | m^2 |  |  |  | 9800 | ppmv |  |  | 2 | 22 |  | 85 | Metal Ductwork | steady-state conditions | 360 |  |  | 3.34 | LR | 0.48 | 1.96 x SE |  |  |  | 5 | No damage | [9 empty] | steel |  | /cm^2
2011 Ozone Gas Decontamition of Materials Contamited with Bacillus Anthracis Spores |  | Fumigation | CFU | 1000000 |  |  | 14.25 | cm^2 | 0.001425 | m^2 |  |  |  | 9800 | ppmv |  |  | 2 | 22 |  | 85 | Wallboard Paper | steady-state conditions | 360 |  | ≥ | 7.84 | LR | 0.48 | 1.96 x SE |  |  |  | 5 | No damage | [9 empty] | wallboard |  | /cm^2 |  |  |  | 0 | 7.84
2011 Ozone Gas Decontamition of Materials Contamited with Bacillus Anthracis Spores |  | Fumigation | CFU | 1000000 |  |  | 14.25 | cm^2 | 0.001425 | m^2 |  |  |  | 9800 | ppmv |  |  | 2 | 22 |  | 85 | Glass | steady-state conditions | 540 |  |  | 7.33 | LR | 0.74 | 1.96 x SE |  |  |  | 5 | No damage | [9 empty] | glass |  | /cm^2
2011 Ozone Gas Decontamition of Materials Contamited with Bacillus Anthracis Spores |  | Fumigation | CFU | 1000000 |  |  | 14.25 | cm^2 | 0.001425 | m^2 |  |  |  | 9800 | ppmv |  |  | 2 | 22 |  | 85 | Wood | steady-state conditions | 540 |  | ≥ | 6.9 | LR | 0.27 | 1.96 x SE |  |  |  | 5 | No damage | [9 empty] | wood |  | /cm^2 |  |  |  | 0 | 6.9
2011 Ozone Gas Decontamition of Materials Contamited with Bacillus Anthracis Spores |  | Fumigation | CFU | 1000000 |  |  | 14.25 | cm^2 | 0.001425 | m^2 |  |  |  | 9800 | ppmv |  |  | 2 | 22 |  | 85 | Carpet | steady-state conditions | 540 |  | ≥ | 7.92 | LR | 0.08 | 1.96 x SE |  |  |  | 5 | No damage | [9 empty] | carpet |  | /cm^2 |  |  |  | 0 | 7.92
2011 Ozone Gas Decontamition of Materials Contamited with Bacillus Anthracis Spores |  | Fumigation | CFU | 1000000 |  |  | 14.25 | cm^2 | 0.001425 | m^2 |  |  |  | 9800 | ppmv |  |  | 2 | 22 |  | 85 | Lamite | steady-state conditions | 540 |  |  | 3.35 | LR | 0.3 | 1.96 x SE |  |  |  | 5 | No damage | [11 empty] | /cm^2
2011 Ozone Gas Decontamition of Materials Contamited with Bacillus Anthracis Spores |  | Fumigation | CFU | 1000000 |  |  | 14.25 | cm^2 | 0.001425 | m^2 |  |  |  | 9800 | ppmv |  |  | 2 | 22 |  | 85 | Metal Ductwork | steady-state conditions | 540 |  |  | 4 | LR | 0.75 | 1.96 x SE |  |  |  | 5 | No damage | [9 empty] | steel |  | /cm^2
2011 Ozone Gas Decontamition of Materials Contamited with Bacillus Anthracis Spores |  | Fumigation | CFU | 1000000 |  |  | 14.25 | cm^2 | 0.001425 | m^2 |  |  |  | 9800 | ppmv |  |  | 2 | 22 |  | 85 | Wallboard Paper | steady-state conditions | 540 |  | ≥ | 7.84 | LR | 0.48 | 1.96 x SE |  |  |  | 5 | No damage | [9 empty] | wallboard |  | /cm^2 |  |  |  | 0 | 7.84
2011 Ozone Gas Decontamition of Materials Contamited with Bacillus Anthracis Spores |  | Fumigation | CFU | 1000000 |  |  | 14.25 | cm^2 | 0.001425 | m^2 |  |  |  | 9800 | ppmv |  |  | 2 | 22 |  | 85 | Glass | steady-state conditions | 720 |  |  | 6.95 | LR | 1.48 | 1.96 x SE |  |  |  | 5 | No damage | [9 empty] | glass |  | /cm^2
2011 Ozone Gas Decontamition of Materials Contamited with Bacillus Anthracis Spores |  | Fumigation | CFU | 1000000 |  |  | 14.25 | cm^2 | 0.001425 | m^2 |  |  |  | 9800 | ppmv |  |  | 2 | 22 |  | 85 | Wood | steady-state conditions | 720 |  |  | 6.6 | LR | 0.65 | 1.96 x SE |  |  |  | 5 | No damage | [9 empty] | wood |  | /cm^2
2011 Ozone Gas Decontamition of Materials Contamited with Bacillus Anthracis Spores |  | Fumigation | CFU | 1000000 |  |  | 14.25 | cm^2 | 0.001425 | m^2 |  |  |  | 9800 | ppmv |  |  | 2 | 22 |  | 85 | Carpet | steady-state conditions | 720 |  | ≥ | 7.92 | LR | 0.08 | 1.96 x SE |  |  |  | 5 | No damage | [9 empty] | carpet |  | /cm^2 |  |  |  | 0 | 7.92
2011 Ozone Gas Decontamition of Materials Contamited with Bacillus Anthracis Spores |  | Fumigation | CFU | 1000000 |  |  | 14.25 | cm^2 | 0.001425 | m^2 |  |  |  | 9800 | ppmv |  |  | 2 | 22 |  | 85 | Lamite | steady-state conditions | 720 |  |  | 5.39 | LR | 1.11 | 1.96 x SE |  |  |  | 5 | No damage | [11 empty] | /cm^2
2011 Ozone Gas Decontamition of Materials Contamited with Bacillus Anthracis Spores |  | Fumigation | CFU | 1000000 |  |  | 14.25 | cm^2 | 0.001425 | m^2 |  |  |  | 9800 | ppmv |  |  | 2 | 22 |  | 85 | Metal Ductwork | steady-state conditions | 720 |  |  | 4.97 | LR | 0.51 | 1.96 x SE |  |  |  | 5 | No damage | [9 empty] | steel |  | /cm^2
2011 Ozone Gas Decontamition of Materials Contamited with Bacillus Anthracis Spores |  | Fumigation | CFU | 1000000 |  |  | 14.25 | cm^2 | 0.001425 | m^2 |  |  |  | 9800 | ppmv |  |  | 2 | 22 |  | 85 | Wallboard Paper | steady-state conditions | 720 |  | ≥ | 7.84 | LR | 0.48 | 1.96 x SE |  |  |  | 5 | No damage | [9 empty] | wallboard |  | /cm^2 |  |  |  | 0 | 7.84
2011 Ozone Gas Decontamition of Materials Contamited with Bacillus Anthracis Spores |  | Fumigation | CFU | 1000000 |  |  | 14.25 | cm^2 | 0.001425 | m^2 |  |  |  | 9800 | ppmv |  |  | 2 | 22 |  | 85 | Glass | steady-state conditions | 360 |  |  | 5.13 | LR | 0.42 | 1.96 x SE |  |  |  | 5 | No damage | [9 empty] | glass |  | /cm^2
2011 Ozone Gas Decontamition of Materials Contamited with Bacillus Anthracis Spores |  | Fumigation | CFU | 1000000 |  |  | 14.25 | cm^2 | 0.001425 | m^2 |  |  |  | 9800 | ppmv |  |  | 2 | 22 |  | 85 | Wood | steady-state conditions | 360 |  | ≥ | 6.54 | LR | 0.19 | 1.96 x SE |  |  |  | 5 | No damage | [9 empty] | wood |  | /cm^2 |  |  |  | 0 | 6.54
2011 Ozone Gas Decontamition of Materials Contamited with Bacillus Anthracis Spores |  | Fumigation | CFU | 1000000 |  |  | 14.25 | cm^2 | 0.001425 | m^2 |  |  |  | 9800 | ppmv |  |  | 2 | 22 |  | 85 | Carpet | steady-state conditions | 360 |  | ≥ | 7.76 | LR | 0.09 | 1.96 x SE |  |  |  | 5 | No damage | [9 empty] | carpet |  | /cm^2 |  |  |  | 0 | 7.76
2011 Ozone Gas Decontamition of Materials Contamited with Bacillus Anthracis Spores |  | Fumigation | CFU | 1000000 |  |  | 14.25 | cm^2 | 0.001425 | m^2 |  |  |  | 9800 | ppmv |  |  | 2 | 22 |  | 85 | Lamite | steady-state conditions | 360 |  |  | 3.1 | LR | 0.3 | 1.96 x SE |  |  |  | 5 | No damage | [11 empty] | /cm^2
2011 Ozone Gas Decontamition of Materials Contamited with Bacillus Anthracis Spores |  | Fumigation | CFU | 1000000 |  |  | 14.25 | cm^2 | 0.001425 | m^2 |  |  |  | 9800 | ppmv |  |  | 2 | 22 |  | 85 | Metal Ductwork | steady-state conditions | 360 |  |  | 2.58 | LR | 0.32 | 1.96 x SE |  |  |  | 5 | No damage | [9 empty] | steel |  | /cm^2
2011 Ozone Gas Decontamition of Materials Contamited with Bacillus Anthracis Spores |  | Fumigation | CFU | 1000000 |  |  | 14.25 | cm^2 | 0.001425 | m^2 |  |  |  | 9800 | ppmv |  |  | 2 | 22 |  | 85 | Wallboard Paper | steady-state conditions | 360 |  | ≥ | 7.48 | LR | 0.17 | 1.96 x SE |  |  |  | 5 | No damage | [9 empty] | wallboard |  | /cm^2 |  |  |  | 0 | 7.48
2011 Ozone Gas Decontamition of Materials Contamited with Bacillus Anthracis Spores |  | Fumigation | CFU | 1000000 |  |  | 14.25 | cm^2 | 0.001425 | m^2 |  |  |  | 9800 | ppmv |  |  | 2 | 22 |  | 85 | Glass | steady-state conditions | 540 |  |  | 5.11 | LR | 1.2 | 1.96 x SE |  |  |  | 5 | No damage | [9 empty] | glass |  | /cm^2
2011 Ozone Gas Decontamition of Materials Contamited with Bacillus Anthracis Spores |  | Fumigation | CFU | 1000000 |  |  | 14.25 | cm^2 | 0.001425 | m^2 |  |  |  | 9800 | ppmv |  |  | 2 | 22 |  | 85 | Wood | steady-state conditions | 540 |  | ≥ | 6.54 | LR | 0.19 | 1.96 x SE |  |  |  | 5 | No damage | [9 empty] | wood |  | /cm^2 |  |  |  | 0 | 6.54
2011 Ozone Gas Decontamition of Materials Contamited with Bacillus Anthracis Spores |  | Fumigation | CFU | 1000000 |  |  | 14.25 | cm^2 | 0.001425 | m^2 |  |  |  | 9800 | ppmv |  |  | 2 | 22 |  | 85 | Carpet | steady-state conditions | 540 |  | ≥ | 7.76 | LR | 0.09 | 1.96 x SE |  |  |  | 5 | No damage | [9 empty] | carpet |  | /cm^2 |  |  |  | 0 | 7.76
2011 Ozone Gas Decontamition of Materials Contamited with Bacillus Anthracis Spores |  | Fumigation | CFU | 1000000 |  |  | 14.25 | cm^2 | 0.001425 | m^2 |  |  |  | 9800 | ppmv |  |  | 2 | 22 |  | 85 | Lamite | steady-state conditions | 540 |  |  | 3.7 | LR | 0.28 | 1.96 x SE |  |  |  | 5 | No damage | [11 empty] | /cm^2
2011 Ozone Gas Decontamition of Materials Contamited with Bacillus Anthracis Spores |  | Fumigation | CFU | 1000000 |  |  | 14.25 | cm^2 | 0.001425 | m^2 |  |  |  | 9800 | ppmv |  |  | 2 | 22 |  | 85 | Metal Ductwork | steady-state conditions | 540 |  |  | 3.07 | LR | 0.77 | 1.96 x SE |  |  |  | 5 | No damage | [9 empty] | steel |  | /cm^2
2011 Ozone Gas Decontamition of Materials Contamited with Bacillus Anthracis Spores |  | Fumigation | CFU | 1000000 |  |  | 14.25 | cm^2 | 0.001425 | m^2 |  |  |  | 9800 | ppmv |  |  | 2 | 22 |  | 85 | Wallboard Paper | steady-state conditions | 540 |  | ≥ | 7.48 | LR | 0.17 | 1.96 x SE |  |  |  | 5 | No damage | [9 empty] | wallboard |  | /cm^2 |  |  |  | 0 | 7.48
2011 Ozone Gas Decontamition of Materials Contamited with Bacillus Anthracis Spores |  | Fumigation | CFU | 1000000 |  |  | 14.25 | cm^2 | 0.001425 | m^2 |  |  |  | 9800 | ppmv |  |  | 2 | 22 |  | 85 | Glass | steady-state conditions | 720 |  |  | 6.13 | LR | 1.05 | 1.96 x SE |  |  |  | 5 | No damage | [9 empty] | glass |  | /cm^2
2011 Ozone Gas Decontamition of Materials Contamited with Bacillus Anthracis Spores |  | Fumigation | CFU | 1000000 |  |  | 14.25 | cm^2 | 0.001425 | m^2 |  |  |  | 9800 | ppmv |  |  | 2 | 22 |  | 85 | Wood | steady-state conditions | 720 |  | ≥ | 6.54 | LR | 0.19 | 1.96 x SE |  |  |  | 5 | No damage | [9 empty] | wood |  | /cm^2 |  |  |  | 0 | 6.54
2011 Ozone Gas Decontamition of Materials Contamited with Bacillus Anthracis Spores |  | Fumigation | CFU | 1000000 |  |  | 14.25 | cm^2 | 0.001425 | m^2 |  |  |  | 9800 | ppmv |  |  | 2 | 22 |  | 85 | Carpet | steady-state conditions | 720 |  | ≥ | 7.76 | LR | 0.09 | 1.96 x SE |  |  |  | 5 | No damage | [9 empty] | carpet |  | /cm^2 |  |  |  | 0 | 7.76
2011 Ozone Gas Decontamition of Materials Contamited with Bacillus Anthracis Spores |  | Fumigation | CFU | 1000000 |  |  | 14.25 | cm^2 | 0.001425 | m^2 |  |  |  | 9800 | ppmv |  |  | 2 | 22 |  | 85 | Lamite | steady-state conditions | 720 |  |  | 4.05 | LR | 0.26 | 1.96 x SE |  |  |  | 5 | No damage | [11 empty] | /cm^2
2011 Ozone Gas Decontamition of Materials Contamited with Bacillus Anthracis Spores |  | Fumigation | CFU | 1000000 |  |  | 14.25 | cm^2 | 0.001425 | m^2 |  |  |  | 9800 | ppmv |  |  | 2 | 22 |  | 85 | Metal Ductwork | steady-state conditions | 720 |  |  | 3.85 | LR | 0.97 | 1.96 x SE |  |  |  | 5 | No damage | [9 empty] | steel |  | /cm^2
2011 Ozone Gas Decontamition of Materials Contamited with Bacillus Anthracis Spores |  | Fumigation | CFU | 1000000 |  |  | 14.25 | cm^2 | 0.001425 | m^2 |  |  |  | 9800 | ppmv |  |  | 2 | 22 |  | 85 | Wallboard Paper | steady-state conditions | 720 |  | ≥ | 7.48 | LR | 0.17 | 1.96 x SE |  |  |  | 5 | No damage | [9 empty] | wallboard |  | /cm^2 |  |  |  | 0 | 7.48
2011 Ozone Gas Decontamition of Materials Contamited with Bacillus Anthracis Spores |  | Fumigation | CFU | 1000000 |  |  | 14.25 | cm^2 | 0.001425 | m^2 | [7 empty] | 2 | 22 |  | 85 | Glass | steady-state conditions | 360 |  |  | 4.04 | LR | 0.82 | 1.96 x SE |  |  |  | 5 | No damage | [9 empty] | glass |  | /cm^2
2011 Ozone Gas Decontamition of Materials Contamited with Bacillus Anthracis Spores |  | Fumigation | CFU | 1000000 |  |  | 14.25 | cm^2 | 0.001425 | m^2 | [7 empty] | 2 | 22 |  | 85 | Wood | steady-state conditions | 360 |  |  | 5.5 | LR | 1.14 | 1.96 x SE |  |  |  | 5 | No damage | [9 empty] | wood |  | /cm^2
2011 Ozone Gas Decontamition of Materials Contamited with Bacillus Anthracis Spores |  | Fumigation | CFU | 100000 |  |  | 14.25 | cm^2 | 0.001425 | m^2 | [7 empty] | 2 | 22 |  | 85 | Carpet | steady-state conditions | 360 |  |  | 7.51 | LR | 0.6 | 1.96 x SE |  |  |  | 5 | No damage | [9 empty] | carpet |  | /cm^2
2011 Ozone Gas Decontamition of Materials Contamited with Bacillus Anthracis Spores |  | Fumigation | CFU | 100000 |  |  | 14.25 | cm^2 | 0.001425 | m^2 | [7 empty] | 2 | 22 |  | 85 | Lamite | steady-state conditions | 360 |  |  | 2.27 | LR | 0.16 | 1.96 x SE |  |  |  | 5 | No damage | [11 empty] | /cm^2
2011 Ozone Gas Decontamition of Materials Contamited with Bacillus Anthracis Spores |  | Fumigation | CFU | 100000 |  |  | 14.25 | cm^2 | 0.001425 | m^2 | [7 empty] | 2 | 22 |  | 85 | Metal Ductwork | steady-state conditions | 360 |  |  | 2.5 | LR | 0.35 | 1.96 x SE |  |  |  | 5 | No damage | [9 empty] | steel |  | /cm^2
2011 Ozone Gas Decontamition of Materials Contamited with Bacillus Anthracis Spores |  | Fumigation | CFU | 100000 |  |  | 14.25 | cm^2 | 0.001425 | m^2 | [7 empty] | 2 | 22 |  | 85 | Wallboard Paper | steady-state conditions | 360 |  | ≥ | 7.53 | LR | 0.08 | 1.96 x SE |  |  |  | 5 | No damage | [9 empty] | wallboard |  | /cm^2 |  |  |  | 0 | 7.53
2011 Ozone Gas Decontamition of Materials Contamited with Bacillus Anthracis Spores |  | Fumigation | CFU | 100000 |  |  | 14.25 | cm^2 | 0.001425 | m^2 | [7 empty] | 2 | 22 |  | 85 | Glass | steady-state conditions | 540 |  |  | 4.16 | LR | 0.5 | 1.96 x SE |  |  |  | 5 | No damage | [9 empty] | glass |  | /cm^2
2011 Ozone Gas Decontamition of Materials Contamited with Bacillus Anthracis Spores |  | Fumigation | CFU | 100000 |  |  | 14.25 | cm^2 | 0.001425 | m^2 | [7 empty] | 2 | 22 |  | 85 | Wood | steady-state conditions | 540 |  | ≥ | 6.43 | LR | 0.16 | 1.96 x SE |  |  |  | 5 | No damage | [9 empty] | wood |  | /cm^2 |  |  |  | 0 | 6.43
2011 Ozone Gas Decontamition of Materials Contamited with Bacillus Anthracis Spores |  | Fumigation | CFU | 100000 |  |  | 14.25 | cm^2 | 0.001425 | m^2 | [7 empty] | 2 | 22 |  | 85 | Carpet | steady-state conditions | 540 |  | ≥ | 7.82 | LR | 0.04 | 1.96 x SE |  |  |  | 5 | No damage | [9 empty] | carpet |  | /cm^2 |  |  |  | 0 | 7.82
2011 Ozone Gas Decontamition of Materials Contamited with Bacillus Anthracis Spores |  | Fumigation | CFU | 100000 |  |  | 14.25 | cm^2 | 0.001425 | m^2 | [7 empty] | 2 | 22 |  | 85 | Lamite | steady-state conditions | 540 |  |  | 4.43 | LR | 0.31 | 1.96 x SE |  |  |  | 5 | No damage | [11 empty] | /cm^2
2011 Ozone Gas Decontamition of Materials Contamited with Bacillus Anthracis Spores |  | Fumigation | CFU | 100000 |  |  | 14.25 | cm^2 | 0.001425 | m^2 | [7 empty] | 2 | 22 |  | 85 | Metal Ductwork | steady-state conditions | 540 |  |  | 3.7 | LR | 0.35 | 1.96 x SE |  |  |  | 5 | No damage | [9 empty] | steel |  | /cm^2
2011 Ozone Gas Decontamition of Materials Contamited with Bacillus Anthracis Spores |  | Fumigation | CFU | 100000 |  |  | 14.25 | cm^2 | 0.001425 | m^2 | [7 empty] | 2 | 22 |  | 85 | Wallboard Paper | steady-state conditions | 540 |  | ≥ | 7.53 | LR | 0.08 | 1.96 x SE |  |  |  | 5 | No damage | [9 empty] | wallboard |  | /cm^2 |  |  |  | 0 | 7.53
2011 Ozone Gas Decontamition of Materials Contamited with Bacillus Anthracis Spores |  | Fumigation | CFU | 100000 |  |  | 14.25 | cm^2 | 0.001425 | m^2 | [7 empty] | 2 | 22 |  | 85 | Glass | steady-state conditions | 720 |  |  | 6.05 | LR | 1.18 | 1.96 x SE |  |  |  | 5 | No damage | [9 empty] | glass |  | /cm^2
2011 Ozone Gas Decontamition of Materials Contamited with Bacillus Anthracis Spores |  | Fumigation | CFU | 100000 |  |  | 14.25 | cm^2 | 0.001425 | m^2 | [7 empty] | 2 | 22 |  | 85 | Wood | steady-state conditions | 720 |  | ≥ | 6.43 | LR | 0.16 | 1.96 x SE |  |  |  | 5 | No damage | [9 empty] | wood |  | /cm^2 |  |  |  | 0 | 6.43
2011 Ozone Gas Decontamition of Materials Contamited with Bacillus Anthracis Spores |  | Fumigation | CFU | 100000 |  |  | 14.25 | cm^2 | 0.001425 | m^2 | [7 empty] | 2 | 22 |  | 85 | Carpet | steady-state conditions | 720 |  | ≥ | 7.82 | LR | 0.04 | 1.96 x SE |  |  |  | 5 | No damage | [9 empty] | carpet |  | /cm^2 |  |  |  | 0 | 7.82
2011 Ozone Gas Decontamition of Materials Contamited with Bacillus Anthracis Spores |  | Fumigation | CFU | 100000 |  |  | 14.25 | cm^2 | 0.001425 | m^2 | [7 empty] | 2 | 22 |  | 85 | Lamite | steady-state conditions | 720 |  |  | 4.92 | LR | 0.46 | 1.96 x SE |  |  |  | 5 | No damage | [11 empty] | /cm^2
2011 Ozone Gas Decontamition of Materials Contamited with Bacillus Anthracis Spores |  | Fumigation | CFU | 100000 |  |  | 14.25 | cm^2 | 0.001425 | m^2 | [7 empty] | 2 | 22 |  | 85 | Metal Ductwork | steady-state conditions | 720 |  |  | 4.72 | LR | 0.57 | 1.96 x SE |  |  |  | 5 | No damage | [9 empty] | steel |  | /cm^2
2011 Ozone Gas Decontamition of Materials Contamited with Bacillus Anthracis Spores |  | Fumigation | CFU | 100000 |  |  | 14.25 | cm^2 | 0.001425 | m^2 | [7 empty] | 2 | 22 |  | 85 | Wallboard Paper | steady-state conditions | 720 |  | ≥ | 7.53 | LR | 0.08 | 1.96 x SE |  |  |  | 5 | No damage | [9 empty] | wallboard |  | /cm^2 |  |  |  | 0 | 7.53
2011 Ozone Gas Decontamition of Materials Contamited with Bacillus Anthracis Spores |  | Fumigation | CFU | 100000 |  |  | 14.25 | cm^2 | 0.001425 | m^2 | [7 empty] | 2 | 22 |  | 85 | Glass | steady-state conditions | 360 |  |  | 6.52 | LR | 1.03 | 1.96 x SE |  |  |  | 5 | No damage | [9 empty] | glass |  | /cm^2
2011 Ozone Gas Decontamition of Materials Contamited with Bacillus Anthracis Spores |  | Fumigation | CFU | 100000 |  |  | 14.25 | cm^2 | 0.001425 | m^2 | [7 empty] | 2 | 22 |  | 85 | Wood | steady-state conditions | 360 |  | ≥ | 7.04 | LR | 0.46 | 1.96 x SE |  |  |  | 5 | No damage | [9 empty] | wood |  | /cm^2 |  |  |  | 0 | 7.04
2011 Ozone Gas Decontamition of Materials Contamited with Bacillus Anthracis Spores |  | Fumigation | CFU | 10000000 |  |  | 14.25 | cm^2 | 0.001425 | m^2 | [7 empty] | 2 | 22 |  | 85 | Carpet | steady-state conditions | 360 |  |  | 6.21 | LR | 1.5 | 1.96 x SE |  |  |  | 5 | No damage | [9 empty] | carpet |  | /cm^2
2011 Ozone Gas Decontamition of Materials Contamited with Bacillus Anthracis Spores |  | Fumigation | CFU | 10000000 |  |  | 14.25 | cm^2 | 0.001425 | m^2 | [7 empty] | 2 | 22 |  | 85 | Lamite | steady-state conditions | 360 |  |  | 5.05 | LR | 0.48 | 1.96 x SE |  |  |  | 5 | No damage | [11 empty] | /cm^2
2011 Ozone Gas Decontamition of Materials Contamited with Bacillus Anthracis Spores |  | Fumigation | CFU | 10000000 |  |  | 14.25 | cm^2 | 0.001425 | m^2 | [7 empty] | 2 | 22 |  | 85 | Metal Ductwork | steady-state conditions | 360 |  |  | 5.88 | LR | 0.98 | 1.96 x SE |  |  |  | 5 | No damage | [9 empty] | steel |  | /cm^2
2011 Ozone Gas Decontamition of Materials Contamited with Bacillus Anthracis Spores |  | Fumigation | CFU | 10000000 |  |  | 14.25 | cm^2 | 0.001425 | m^2 | [7 empty] | 2 | 22 |  | 85 | Wallboard Paper | steady-state conditions | 360 |  | ≥ | 7.49 | LR | 0.03 | 1.96 x SE |  |  |  | 5 | No damage | [9 empty] | wallboard |  | /cm^2 |  |  |  | 0 | 7.49
2011 Ozone Gas Decontamition of Materials Contamited with Bacillus Anthracis Spores |  | Fumigation | CFU | 10000000 |  |  | 14.25 | cm^2 | 0.001425 | m^2 | [7 empty] | 2 | 22 |  | 85 | Glass | steady-state conditions | 540 |  |  | 6.69 | LR | 0.89 | 1.96 x SE |  |  |  | 5 | No damage | [9 empty] | glass |  | /cm^2
2011 Ozone Gas Decontamition of Materials Contamited with Bacillus Anthracis Spores |  | Fumigation | CFU | 10000000 |  |  | 14.25 | cm^2 | 0.001425 | m^2 | [7 empty] | 2 | 22 |  | 85 | Wood | steady-state conditions | 540 |  |  | 6.74 | LR | 0.75 | 1.96 x SE |  |  |  | 5 | No damage | [9 empty] | wood |  | /cm^2
2011 Ozone Gas Decontamition of Materials Contamited with Bacillus Anthracis Spores |  | Fumigation | CFU | 10000000 |  |  | 14.25 | cm^2 | 0.001425 | m^2 | [7 empty] | 2 | 22 |  | 85 | Carpet | steady-state conditions | 540 |  | ≥ | 7.97 | LR | 0.03 | 1.96 x SE |  |  |  | 5 | No damage | [9 empty] | carpet |  | /cm^2 |  |  |  | 0 | 7.97
2011 Ozone Gas Decontamition of Materials Contamited with Bacillus Anthracis Spores |  | Fumigation | CFU | 10000000 |  |  | 14.25 | cm^2 | 0.001425 | m^2 | [7 empty] | 2 | 22 |  | 85 | Lamite | steady-state conditions | 540 |  |  | 6.93 | LR | 1.07 | 1.96 x SE |  |  |  | 5 | No damage | [11 empty] | /cm^2
2011 Ozone Gas Decontamition of Materials Contamited with Bacillus Anthracis Spores |  | Fumigation | CFU | 10000000 |  |  | 14.25 | cm^2 | 0.001425 | m^2 | [7 empty] | 2 | 22 |  | 85 | Metal Ductwork | steady-state conditions | 540 |  |  | 5.79 | LR | 1.03 | 1.96 x SE |  |  |  | 5 | No damage | [9 empty] | steel |  | /cm^2
2011 Ozone Gas Decontamition of Materials Contamited with Bacillus Anthracis Spores |  | Fumigation | CFU | 10000000 |  |  | 14.25 | cm^2 | 0.001425 | m^2 | [7 empty] | 2 | 22 |  | 85 | Wallboard Paper | steady-state conditions | 540 |  |  | 7.19 | LR | 0.6 | 1.96 x SE |  |  |  | 5 | No damage | [9 empty] | wallboard |  | /cm^2
2011 Ozone Gas Decontamition of Materials Contamited with Bacillus Anthracis Spores |  | Fumigation | CFU | 10000000 |  |  | 14.25 | cm^2 | 0.001425 | m^2 | [7 empty] | 2 | 22 |  | 85 | Glass | steady-state conditions | 720 |  | ≥ | 7.66 | LR | 0.41 | 1.96 x SE |  |  |  | 5 | No damage | [9 empty] | glass |  | /cm^2 |  |  |  | 0 | 7.66
2011 Ozone Gas Decontamition of Materials Contamited with Bacillus Anthracis Spores |  | Fumigation | CFU | 10000000 |  |  | 14.25 | cm^2 | 0.001425 | m^2 | [7 empty] | 2 | 22 |  | 85 | Wood | steady-state conditions | 720 |  | ≥ | 7.04 | LR | 0.46 | 1.96 x SE |  |  |  | 5 | No damage | [9 empty] | wood |  | /cm^2 |  |  |  | 0 | 7.04
2011 Ozone Gas Decontamition of Materials Contamited with Bacillus Anthracis Spores |  | Fumigation | CFU | 10000000 |  |  | 14.25 | cm^2 | 0.001425 | m^2 | [7 empty] | 2 | 22 |  | 85 | Carpet | steady-state conditions | 720 |  | ≥ | 7.97 | LR | 0.03 | 1.96 x SE |  |  |  | 5 | No damage | [9 empty] | carpet |  | /cm^2 |  |  |  | 0 | 7.97
2011 Ozone Gas Decontamition of Materials Contamited with Bacillus Anthracis Spores |  | Fumigation | CFU | 10000000 |  |  | 14.25 | cm^2 | 0.001425 | m^2 | [7 empty] | 2 | 22 |  | 85 | Lamite | steady-state conditions | 720 |  |  | 5.82 | LR | 1.16 | 1.96 x SE |  |  |  | 5 | No damage | [11 empty] | /cm^2
2011 Ozone Gas Decontamition of Materials Contamited with Bacillus Anthracis Spores |  | Fumigation | CFU | 10000000 |  |  | 14.25 | cm^2 | 0.001425 | m^2 | [7 empty] | 2 | 22 |  | 85 | Metal Ductwork | steady-state conditions | 720 |  |  | 6.5 | LR | 1 | 1.96 x SE |  |  |  | 5 | No damage | [9 empty] | steel |  | /cm^2
2011 Ozone Gas Decontamition of Materials Contamited with Bacillus Anthracis Spores |  | Fumigation | CFU | 10000000 |  |  | 14.25 | cm^2 | 0.001425 | m^2 | [7 empty] | 2 | 22 |  | 85 | Wallboard Paper | steady-state conditions | 720 |  | ≥ | 7.49 | LR | 0.04 | 1.96 x SE |  |  |  | 5 | No damage | [9 empty] | wallboard |  | /cm^2 |  |  |  | 0 | 7.49
2011 Ozone Gas Decontamition of Materials Contamited with Bacillus Anthracis Spores |  | Fumigation | CFU | 10000000 |  |  | 14.25 | cm^2 | 0.001425 | m^2 |  |  |  | 7000 | ppmv |  |  | 2 | 22 |  | 85 | Glass | steady-state conditions | 240 |  |  | 4.51 | LR | 0.93 | 1.96 x SE |  |  |  | 5 | No damage | [9 empty] | glass |  | /cm^2
2011 Ozone Gas Decontamition of Materials Contamited with Bacillus Anthracis Spores |  | Fumigation | CFU | 10000000 |  |  | 14.25 | cm^2 | 0.001425 | m^2 |  |  |  | 7000 | ppmv |  |  | 2 | 22 |  | 85 | Wood | steady-state conditions | 240 |  |  | 1.48 | LR | 0.44 | 1.96 x SE |  |  |  | 5 | No damage | [9 empty] | wood |  | /cm^2
2011 Ozone Gas Decontamition of Materials Contamited with Bacillus Anthracis Spores |  | Fumigation | CFU | 10000000 |  |  | 14.25 | cm^2 | 0.001425 | m^2 |  |  |  | 7000 | ppmv |  |  | 2 | 22 |  | 85 | Carpet | steady-state conditions | 240 |  |  | 1.72 | LR | 0.56 | 1.96 x SE |  |  |  | 5 | No damage | [9 empty] | carpet |  | /cm^2
2011 Ozone Gas Decontamition of Materials Contamited with Bacillus Anthracis Spores |  | Fumigation | CFU | 10000000 |  |  | 14.25 | cm^2 | 0.001425 | m^2 |  |  |  | 7000 | ppmv |  |  | 2 | 22 |  | 85 | Lamite | steady-state conditions | 240 |  |  | 6.49 | LR | 1.37 | 1.96 x SE |  |  |  | 5 | No damage | [11 empty] | /cm^2
2011 Ozone Gas Decontamition of Materials Contamited with Bacillus Anthracis Spores |  | Fumigation | CFU | 10000000 |  |  | 14.25 | cm^2 | 0.001425 | m^2 |  |  |  | 7000 | ppmv |  |  | 2 | 22 |  | 85 | Metal Ductwork | steady-state conditions | 240 |  |  | 2.42 | LR | 0.27 | 1.96 x SE |  |  |  | 5 | No damage | [9 empty] | steel |  | /cm^2
2011 Ozone Gas Decontamition of Materials Contamited with Bacillus Anthracis Spores |  | Fumigation | CFU | 10000000 |  |  | 14.25 | cm^2 | 0.001425 | m^2 |  |  |  | 7000 | ppmv |  |  | 2 | 22 |  | 85 | Wallboard Paper | steady-state conditions | 240 |  |  | 6.84 | LR | 0.76 | 1.96 x SE |  |  |  | 5 | No damage | [9 empty] | wallboard |  | /cm^2
2011 Ozone Gas Decontamition of Materials Contamited with Bacillus Anthracis Spores |  | Fumigation | CFU | 10000000 |  |  | 14.25 | cm^2 | 0.001425 | m^2 |  |  |  | 7000 | ppmv |  |  | 2 | 22 |  | 85 | Glass | steady-state conditions | 360 |  |  | 6.51 | LR | 2.19 | 1.96 x SE |  |  |  | 5 | No damage | [9 empty] | glass |  | /cm^2
2011 Ozone Gas Decontamition of Materials Contamited with Bacillus Anthracis Spores |  | Fumigation | CFU | 10000000 |  |  | 14.25 | cm^2 | 0.001425 | m^2 |  |  |  | 7000 | ppmv |  |  | 2 | 22 |  | 85 | Wood | steady-state conditions | 360 |  |  | 4 | LR | 1.66 | 1.96 x SE |  |  |  | 5 | No damage | [9 empty] | wood |  | /cm^2
2011 Ozone Gas Decontamition of Materials Contamited with Bacillus Anthracis Spores |  | Fumigation | CFU | 10000000 |  |  | 14.25 | cm^2 | 0.001425 | m^2 |  |  |  | 7000 | ppmv |  |  | 2 | 22 |  | 85 | Carpet | steady-state conditions | 360 |  |  | 2.82 | LR | 0.99 | 1.96 x SE |  |  |  | 5 | No damage | [9 empty] | carpet |  | /cm^2
2011 Ozone Gas Decontamition of Materials Contamited with Bacillus Anthracis Spores |  | Fumigation | CFU | 10000000 |  |  | 14.25 | cm^2 | 0.001425 | m^2 |  |  |  | 7000 | ppmv |  |  | 2 | 22 |  | 85 | Lamite | steady-state conditions | 360 |  |  | 6.57 | LR | 1.28 | 1.96 x SE |  |  |  | 5 | No damage | [11 empty] | /cm^2
2011 Ozone Gas Decontamition of Materials Contamited with Bacillus Anthracis Spores |  | Fumigation | CFU | 10000000 |  |  | 14.25 | cm^2 | 0.001425 | m^2 |  |  |  | 7000 | ppmv |  |  | 2 | 22 |  | 85 | Metal Ductwork | steady-state conditions | 360 |  |  | 2.51 | LR | 0.23 | 1.96 x SE |  |  |  | 5 | No damage | [9 empty] | steel |  | /cm^2
2011 Ozone Gas Decontamition of Materials Contamited with Bacillus Anthracis Spores |  | Fumigation | CFU | 10000000 |  |  | 14.25 | cm^2 | 0.001425 | m^2 |  |  |  | 7000 | ppmv |  |  | 2 | 22 |  | 85 | Wallboard Paper | steady-state conditions | 360 |  | ≥ | 7.44 | LR | 0.2 | 1.96 x SE |  |  |  | 5 | No damage | [9 empty] | wallboard |  | /cm^2 |  |  |  | 0 | 7.44
2011 Ozone Gas Decontamition of Materials Contamited with Bacillus Anthracis Spores |  | Fumigation | CFU | 10000000 |  |  | 14.25 | cm^2 | 0.001425 | m^2 |  |  |  | 7000 | ppmv |  |  | 2 | 22 |  | 85 | Glass | steady-state conditions | 480 |  |  | 7.6 | LR | 0.78 | 1.96 x SE |  |  |  | 5 | No damage | [9 empty] | glass |  | /cm^2
2011 Ozone Gas Decontamition of Materials Contamited with Bacillus Anthracis Spores |  | Fumigation | CFU | 10000000 |  |  | 14.25 | cm^2 | 0.001425 | m^2 |  |  |  | 7000 | ppmv |  |  | 2 | 22 |  | 85 | Wood | steady-state conditions | 480 |  |  | 3.3 | LR | 0.87 | 1.96 x SE |  |  |  | 5 | No damage | [9 empty] | wood |  | /cm^2
2011 Ozone Gas Decontamition of Materials Contamited with Bacillus Anthracis Spores |  | Fumigation | CFU | 10000000 |  |  | 14.25 | cm^2 | 0.001425 | m^2 |  |  |  | 7000 | ppmv |  |  | 2 | 22 |  | 85 | Carpet | steady-state conditions | 480 |  |  | 2.01 | LR | 0.38 | 1.96 x SE |  |  |  | 5 | No damage | [9 empty] | carpet |  | /cm^2
2011 Ozone Gas Decontamition of Materials Contamited with Bacillus Anthracis Spores |  | Fumigation | CFU | 10000000 |  |  | 14.25 | cm^2 | 0.001425 | m^2 |  |  |  | 7000 | ppmv |  |  | 2 | 22 |  | 85 | Lamite | steady-state conditions | 480 |  | ≥ | 8.02 | LR | 0.09 | 1.96 x SE |  |  |  | 5 | No damage | [11 empty] | /cm^2 |  |  |  | 0 | 8.02
2011 Ozone Gas Decontamition of Materials Contamited with Bacillus Anthracis Spores |  | Fumigation | CFU | 10000000 |  |  | 14.25 | cm^2 | 0.001425 | m^2 |  |  |  | 7000 | ppmv |  |  | 2 | 22 |  | 85 | Metal Ductwork | steady-state conditions | 480 |  |  | 3.45 | LR | 0.32 | 1.96 x SE |  |  |  | 5 | No damage | [9 empty] | steel |  | /cm^2
2011 Ozone Gas Decontamition of Materials Contamited with Bacillus Anthracis Spores |  | Fumigation | CFU | 10000000 |  |  | 14.25 | cm^2 | 0.001425 | m^2 |  |  |  | 7000 | ppmv |  |  | 2 | 22 |  | 85 | Wallboard Paper | steady-state conditions | 480 |  | ≥ | 7.44 | LR | 0.2 | 1.96 x SE |  |  |  | 5 | No damage | [9 empty] | wallboard |  | /cm^2 |  |  |  | 0 | 7.44
2011 Ozone Gas Decontamition of Materials Contamited with Bacillus Anthracis Spores |  | Fumigation | CFU | 10000000 |  |  | 14.25 | cm^2 | 0.001425 | m^2 |  |  |  | 7000 | ppmv |  |  | 2 | 22 |  | 75 | Glass | steady-state conditions | 240 |  |  | 1.18 | LR | 0.22 | 1.96 x SE |  |  |  | 5 | No damage | [9 empty] | glass |  | /cm^2
2011 Ozone Gas Decontamition of Materials Contamited with Bacillus Anthracis Spores |  | Fumigation | CFU | 10000000 |  |  | 14.25 | cm^2 | 0.001425 | m^2 |  |  |  | 7000 | ppmv |  |  | 2 | 22 |  | 75 | Wood | steady-state conditions | 240 |  |  | 0.38 | LR | 0.21 | 1.96 x SE |  |  |  | 5 | No damage | [9 empty] | wood |  | /cm^2
2011 Ozone Gas Decontamition of Materials Contamited with Bacillus Anthracis Spores |  | Fumigation | CFU | 1000000 |  |  | 14.25 | cm^2 | 0.001425 | m^2 |  |  |  | 7000 | ppmv |  |  | 2 | 22 |  | 75 | Carpet | steady-state conditions | 240 |  |  | 0.83 | LR | 0.24 | 1.96 x SE |  |  |  | 5 | No damage | [9 empty] | carpet |  | /cm^2
2011 Ozone Gas Decontamition of Materials Contamited with Bacillus Anthracis Spores |  | Fumigation | CFU | 1000000 |  |  | 14.25 | cm^2 | 0.001425 | m^2 |  |  |  | 7000 | ppmv |  |  | 2 | 22 |  | 75 | Lamite | steady-state conditions | 240 |  |  | 1.01 | LR | 0.06 | 1.96 x SE |  |  |  | 5 | No damage | [11 empty] | /cm^2
2011 Ozone Gas Decontamition of Materials Contamited with Bacillus Anthracis Spores |  | Fumigation | CFU | 1000000 |  |  | 14.25 | cm^2 | 0.001425 | m^2 |  |  |  | 7000 | ppmv |  |  | 2 | 22 |  | 75 | Metal Ductwork | steady-state conditions | 240 |  |  | 3.07 | LR | 0.49 | 1.96 x SE |  |  |  | 5 | No damage | [9 empty] | steel |  | /cm^2
2011 Ozone Gas Decontamition of Materials Contamited with Bacillus Anthracis Spores |  | Fumigation | CFU | 1000000 |  |  | 14.25 | cm^2 | 0.001425 | m^2 |  |  |  | 7000 | ppmv |  |  | 2 | 22 |  | 75 | Wallboard Paper | steady-state conditions | 240 |  |  | 1.88 | LR | 0.35 | 1.96 x SE |  |  |  | 5 | No damage | [9 empty] | wallboard |  | /cm^2
2011 Ozone Gas Decontamition of Materials Contamited with Bacillus Anthracis Spores |  | Fumigation | CFU | 1000000 |  |  | 14.25 | cm^2 | 0.001425 | m^2 |  |  |  | 7000 | ppmv |  |  | 2 | 22 |  | 75 | Glass | steady-state conditions | 360 |  |  | 0.39 | LR | 0.43 | 1.96 x SE |  |  |  | 5 | No damage | [9 empty] | glass |  | /cm^2
2011 Ozone Gas Decontamition of Materials Contamited with Bacillus Anthracis Spores |  | Fumigation | CFU | 1000000 |  |  | 14.25 | cm^2 | 0.001425 | m^2 |  |  |  | 7000 | ppmv |  |  | 2 | 22 |  | 75 | Wood | steady-state conditions | 360 |  |  | 1.71 | LR | 2.17 | 1.96 x SE |  |  |  | 5 | No damage | [9 empty] | wood |  | /cm^2
2011 Ozone Gas Decontamition of Materials Contamited with Bacillus Anthracis Spores |  | Fumigation | CFU | 1000000 |  |  | 14.25 | cm^2 | 0.001425 | m^2 |  |  |  | 7000 | ppmv |  |  | 2 | 22 |  | 75 | Carpet | steady-state conditions | 360 |  |  | 0.87 | LR | 0.21 | 1.96 x SE |  |  |  | 5 | No damage | [9 empty] | carpet |  | /cm^2
2011 Ozone Gas Decontamition of Materials Contamited with Bacillus Anthracis Spores |  | Fumigation | CFU | 1000000 |  |  | 14.25 | cm^2 | 0.001425 | m^2 |  |  |  | 7000 | ppmv |  |  | 2 | 22 |  | 75 | Lamite | steady-state conditions | 360 |  |  | 1.25 | LR | 0.36 | 1.96 x SE |  |  |  | 5 | No damage | [11 empty] | /cm^2
2011 Ozone Gas Decontamition of Materials Contamited with Bacillus Anthracis Spores |  | Fumigation | CFU | 1000000 |  |  | 14.25 | cm^2 | 0.001425 | m^2 |  |  |  | 7000 | ppmv |  |  | 2 | 22 |  | 75 | Metal Ductwork | steady-state conditions | 360 |  |  | 0.44 | LR | 0.42 | 1.96 x SE |  |  |  | 5 | No damage | [9 empty] | steel |  | /cm^2
2011 Ozone Gas Decontamition of Materials Contamited with Bacillus Anthracis Spores |  | Fumigation | CFU | 1000000 |  |  | 14.25 | cm^2 | 0.001425 | m^2 |  |  |  | 7000 | ppmv |  |  | 2 | 22 |  | 75 | Wallboard Paper | steady-state conditions | 360 |  |  | 5.81 | LR | 1.56 | 1.96 x SE |  |  |  | 5 | No damage | [9 empty] | wallboard |  | /cm^2
2011 Ozone Gas Decontamition of Materials Contamited with Bacillus Anthracis Spores |  | Fumigation | CFU | 1000000 |  |  | 14.25 | cm^2 | 0.001425 | m^2 |  |  |  | 7000 | ppmv |  |  | 2 | 22 |  | 75 | Glass | steady-state conditions | 480 |  |  | 2.42 | LR | 0.11 | 1.96 x SE |  |  |  | 5 | No damage | [9 empty] | glass |  | /cm^2
2011 Ozone Gas Decontamition of Materials Contamited with Bacillus Anthracis Spores |  | Fumigation | CFU | 1000000 |  |  | 14.25 | cm^2 | 0.001425 | m^2 |  |  |  | 7000 | ppmv |  |  | 2 | 22 |  | 75 | Wood | steady-state conditions | 480 |  |  | 0.42 | LR | 0.25 | 1.96 x SE |  |  |  | 5 | No damage | [9 empty] | wood |  | /cm^2
2011 Ozone Gas Decontamition of Materials Contamited with Bacillus Anthracis Spores |  | Fumigation | CFU | 1000000 |  |  | 14.25 | cm^2 | 0.001425 | m^2 |  |  |  | 7000 | ppmv |  |  | 2 | 22 |  | 75 | Carpet | steady-state conditions | 480 |  |  | 1.6 | LR | 0.23 | 1.96 x SE |  |  |  | 5 | No damage | [9 empty] | carpet |  | /cm^2
2011 Ozone Gas Decontamition of Materials Contamited with Bacillus Anthracis Spores |  | Fumigation | CFU | 1000000 |  |  | 14.25 | cm^2 | 0.001425 | m^2 |  |  |  | 7000 | ppmv |  |  | 2 | 22 |  | 75 | Lamite | steady-state conditions | 480 |  |  | 1.53 | LR | 0.06 | 1.96 x SE |  |  |  | 5 | No damage | [11 empty] | /cm^2
2011 Ozone Gas Decontamition of Materials Contamited with Bacillus Anthracis Spores |  | Fumigation | CFU | 1000000 |  |  | 14.25 | cm^2 | 0.001425 | m^2 |  |  |  | 7000 | ppmv |  |  | 2 | 22 |  | 75 | Metal Ductwork | steady-state conditions | 480 |  |  | 0.55 | LR | 0.42 | 1.96 x SE |  |  |  | 5 | No damage | [9 empty] | steel |  | /cm^2
2011 Ozone Gas Decontamition of Materials Contamited with Bacillus Anthracis Spores |  | Fumigation | CFU | 1000000 |  |  | 14.25 | cm^2 | 0.001425 | m^2 |  |  |  | 7000 | ppmv |  |  | 2 | 22 |  | 75 | Wallboard Paper | steady-state conditions | 480 |  |  | 5.17 | LR | 1.5 | 1.96 x SE |  |  |  | 5 | No damage | [9 empty] | wallboard |  | /cm^2
2011 Ozone Gas Decontamition of Materials Contamited with Bacillus Anthracis Spores |  | Fumigation | CFU | 1000000 |  |  | 14.25 | cm^2 | 0.001425 | m^2 |  |  |  | 9000 | ppmv |  |  | 2 | 22 |  | 85 | Glass | steady-state conditions | 240 |  |  | 2.84 | LR | 0.42 | 1.96 x SE |  |  |  | 5 | No damage | [9 empty] | glass |  | /cm^2
2011 Ozone Gas Decontamition of Materials Contamited with Bacillus Anthracis Spores |  | Fumigation | CFU | 1000000 |  |  | 14.25 | cm^2 | 0.001425 | m^2 |  |  |  | 9000 | ppmv |  |  | 2 | 22 |  | 85 | Wood | steady-state conditions | 240 |  |  | 0.74 | LR | 0.23 | 1.96 x SE |  |  |  | 5 | No damage | [9 empty] | wood |  | /cm^2
2011 Ozone Gas Decontamition of Materials Contamited with Bacillus Anthracis Spores |  | Fumigation | CFU | 1000000 |  |  | 14.25 | cm^2 | 0.001425 | m^2 |  |  |  | 9000 | ppmv |  |  | 2 | 22 |  | 85 | Carpet | steady-state conditions | 240 |  |  | 2.06 | LR | 0.29 | 1.96 x SE |  |  |  | 5 | No damage | [9 empty] | carpet |  | /cm^2
2011 Ozone Gas Decontamition of Materials Contamited with Bacillus Anthracis Spores |  | Fumigation | CFU | 1000000 |  |  | 14.25 | cm^2 | 0.001425 | m^2 |  |  |  | 9000 | ppmv |  |  | 2 | 22 |  | 85 | Lamite | steady-state conditions | 240 |  |  | 2.78 | LR | 0.09 | 1.96 x SE |  |  |  | 5 | No damage | [11 empty] | /cm^2
2011 Ozone Gas Decontamition of Materials Contamited with Bacillus Anthracis Spores |  | Fumigation | CFU | 1000000 |  |  | 14.25 | cm^2 | 0.001425 | m^2 |  |  |  | 9000 | ppmv |  |  | 2 | 22 |  | 85 | Metal Ductwork | steady-state conditions | 240 |  |  | 1.23 | LR | 0.34 | 1.96 x SE |  |  |  | 5 | No damage | [9 empty] | steel |  | /cm^2
2011 Ozone Gas Decontamition of Materials Contamited with Bacillus Anthracis Spores |  | Fumigation | CFU | 1000000 |  |  | 14.25 | cm^2 | 0.001425 | m^2 |  |  |  | 9000 | ppmv |  |  | 2 | 22 |  | 85 | Wallboard Paper | steady-state conditions | 240 |  |  | 3.17 | LR | 0.99 | 1.96 x SE |  |  |  | 5 | No damage | [9 empty] | wallboard |  | /cm^2
2011 Ozone Gas Decontamition of Materials Contamited with Bacillus Anthracis Spores |  | Fumigation | CFU | 1000000 |  |  | 14.25 | cm^2 | 0.001425 | m^2 |  |  |  | 9000 | ppmv |  |  | 2 | 22 |  | 85 | Glass | steady-state conditions | 360 |  |  | 4.81 | LR | 1.67 | 1.96 x SE |  |  |  | 5 | No damage | [9 empty] | glass |  | /cm^2
2011 Ozone Gas Decontamition of Materials Contamited with Bacillus Anthracis Spores |  | Fumigation | CFU | 1000000 |  |  | 14.25 | cm^2 | 0.001425 | m^2 |  |  |  | 9000 | ppmv |  |  | 2 | 22 |  | 85 | Wood | steady-state conditions | 360 |  |  | 6.34 | LR | 0.72 | 1.96 x SE |  |  |  | 5 | No damage | [9 empty] | wood |  | /cm^2
2011 Ozone Gas Decontamition of Materials Contamited with Bacillus Anthracis Spores |  | Fumigation | CFU | 1000000 |  |  | 14.25 | cm^2 | 0.001425 | m^2 |  |  |  | 9000 | ppmv |  |  | 2 | 22 |  | 85 | Carpet | steady-state conditions | 360 |  | ≥ | 7.9 | LR | 0.07 | 1.96 x SE |  |  |  | 5 | No damage | [9 empty] | carpet |  | /cm^2 |  |  |  | 0 | 7.9
2011 Ozone Gas Decontamition of Materials Contamited with Bacillus Anthracis Spores |  | Fumigation | CFU | 1000000 |  |  | 14.25 | cm^2 | 0.001425 | m^2 |  |  |  | 9000 | ppmv |  |  | 2 | 22 |  | 85 | Lamite | steady-state conditions | 360 |  |  | 2.75 | LR | 0.13 | 1.96 x SE |  |  |  | 5 | No damage | [11 empty] | /cm^2
2011 Ozone Gas Decontamition of Materials Contamited with Bacillus Anthracis Spores |  | Fumigation | CFU | 1000000 |  |  | 14.25 | cm^2 | 0.001425 | m^2 |  |  |  | 9000 | ppmv |  |  | 2 | 22 |  | 85 | Metal Ductwork | steady-state conditions | 360 |  |  | 2.81 | LR | 0.41 | 1.96 x SE |  |  |  | 5 | No damage | [9 empty] | steel |  | /cm^2
2011 Ozone Gas Decontamition of Materials Contamited with Bacillus Anthracis Spores |  | Fumigation | CFU | 1000000 |  |  | 14.25 | cm^2 | 0.001425 | m^2 |  |  |  | 9000 | ppmv |  |  | 2 | 22 |  | 85 | Wallboard Paper | steady-state conditions | 360 |  | ≥ | 7.74 | LR | 0.05 | 1.96 x SE |  |  |  | 5 | No damage | [9 empty] | wallboard |  | /cm^2 |  |  |  | 0 | 7.74
2011 Ozone Gas Decontamition of Materials Contamited with Bacillus Anthracis Spores |  | Fumigation | CFU | 1000000 |  |  | 14.25 | cm^2 | 0.001425 | m^2 |  |  |  | 9000 | ppmv |  |  | 2 | 22 |  | 85 | Glass | steady-state conditions | 540 |  |  | 5.68 | LR | 1.47 | 1.96 x SE |  |  |  | 5 | No damage | [9 empty] | glass |  | /cm^2
2011 Ozone Gas Decontamition of Materials Contamited with Bacillus Anthracis Spores |  | Fumigation | CFU | 1000000 |  |  | 14.25 | cm^2 | 0.001425 | m^2 |  |  |  | 9000 | ppmv |  |  | 2 | 22 |  | 85 | Wood | steady-state conditions | 540 |  | ≥ | 6.71 | LR | 0.08 | 1.96 x SE |  |  |  | 5 | No damage | [9 empty] | wood |  | /cm^2 |  |  |  | 0 | 6.71
2011 Ozone Gas Decontamition of Materials Contamited with Bacillus Anthracis Spores |  | Fumigation | CFU | 1000000 |  |  | 14.25 | cm^2 | 0.001425 | m^2 |  |  |  | 9000 | ppmv |  |  | 2 | 22 |  | 85 | Carpet | steady-state conditions | 540 |  | ≥ | 7.9 | LR | 0.07 | 1.96 x SE |  |  |  | 5 | No damage | [9 empty] | carpet |  | /cm^2 |  |  |  | 0 | 7.9
2011 Ozone Gas Decontamition of Materials Contamited with Bacillus Anthracis Spores |  | Fumigation | CFU | 1000000 |  |  | 14.25 | cm^2 | 0.001425 | m^2 |  |  |  | 9000 | ppmv |  |  | 2 | 22 |  | 85 | Lamite | steady-state conditions | 540 |  |  | 3.78 | LR | 0.72 | 1.96 x SE |  |  |  | 5 | No damage | [11 empty] | /cm^2
2011 Ozone Gas Decontamition of Materials Contamited with Bacillus Anthracis Spores |  | Fumigation | CFU | 1000000 |  |  | 14.25 | cm^2 | 0.001425 | m^2 |  |  |  | 9000 | ppmv |  |  | 2 | 22 |  | 85 | Metal Ductwork | steady-state conditions | 540 |  |  | 3.9 | LR | 0.19 | 1.96 x SE |  |  |  | 5 | No damage | [9 empty] | steel |  | /cm^2
2011 Ozone Gas Decontamition of Materials Contamited with Bacillus Anthracis Spores |  | Fumigation | CFU | 1000000 |  |  | 14.25 | cm^2 | 0.001425 | m^2 |  |  |  | 9000 | ppmv |  |  | 2 | 22 |  | 85 | Wallboard Paper | steady-state conditions | 540 |  | ≥ | 7.74 | LR | 0.05 | 1.96 x SE |  |  |  | 5 | No damage | [9 empty] | wallboard |  | /cm^2 |  |  |  | 0 | 7.74
2011 Ozone Gas Decontamition of Materials Contamited with Bacillus Anthracis Spores |  | Fumigation | CFU | 1000000 |  |  | 14.25 | cm^2 | 0.001425 | m^2 |  |  |  | 9000 | ppmv |  |  | 2 | 22 |  | 85 | Glass | steady-state conditions | 720 |  |  | 7.11 | LR | 0.99 | 1.96 x SE |  |  |  | 5 | No damage | [9 empty] | glass |  | /cm^2
2011 Ozone Gas Decontamition of Materials Contamited with Bacillus Anthracis Spores |  | Fumigation | CFU | 1000000 |  |  | 14.25 | cm^2 | 0.001425 | m^2 |  |  |  | 9000 | ppmv |  |  | 2 | 22 |  | 85 | Wood | steady-state conditions | 720 |  | ≥ | 6.71 | LR | 0.08 | 1.96 x SE |  |  |  | 5 | No damage | [9 empty] | wood |  | /cm^2 |  |  |  | 0 | 6.71
2011 Ozone Gas Decontamition of Materials Contamited with Bacillus Anthracis Spores |  | Fumigation | CFU | 100000 |  |  | 14.25 | cm^2 | 0.001425 | m^2 |  |  |  | 9000 | ppmv |  |  | 2 | 22 |  | 85 | Carpet | steady-state conditions | 720 |  | ≥ | 7.9 | LR | 0.07 | 1.96 x SE |  |  |  | 5 | No damage | [9 empty] | carpet |  | /cm^2 |  |  |  | 0 | 7.9
2011 Ozone Gas Decontamition of Materials Contamited with Bacillus Anthracis Spores |  | Fumigation | CFU | 100000 |  |  | 14.25 | cm^2 | 0.001425 | m^2 |  |  |  | 9000 | ppmv |  |  | 2 | 22 |  | 85 | Lamite | steady-state conditions | 720 |  |  | 2.74 | LR | 0.08 | 1.96 x SE |  |  |  | 5 | No damage | [11 empty] | /cm^2
2011 Ozone Gas Decontamition of Materials Contamited with Bacillus Anthracis Spores |  | Fumigation | CFU | 100000 |  |  | 14.25 | cm^2 | 0.001425 | m^2 |  |  |  | 9000 | ppmv |  |  | 2 | 22 |  | 85 | Metal Ductwork | steady-state conditions | 720 |  |  | 2.55 | LR | 0.4 | 1.96 x SE |  |  |  | 5 | No damage | [9 empty] | steel |  | /cm^2
2011 Ozone Gas Decontamition of Materials Contamited with Bacillus Anthracis Spores |  | Fumigation | CFU | 100000 |  |  | 14.25 | cm^2 | 0.001425 | m^2 |  |  |  | 9000 | ppmv |  |  | 2 | 22 |  | 85 | Wallboard Paper | steady-state conditions | 720 |  | ≥ | 7.74 | LR | 0.05 | 1.96 x SE |  |  |  | 5 | No damage | [9 empty] | wallboard |  | /cm^2 |  |  |  | 0 | 7.74
2011 Ozone Gas Decontamition of Materials Contamited with Bacillus Anthracis Spores |  | Fumigation | CFU | 100000 |  |  | 14.25 | cm^2 | 0.001425 | m^2 |  |  |  | 9000 | ppmv |  |  | 2 | 22 |  | 85 | Glass | steady-state conditions | 240 |  |  | 2.84 | LR | 0.42 | 1.96 x SE |  |  |  | 5 | No damage | [9 empty] | glass |  | /cm^2
2011 Ozone Gas Decontamition of Materials Contamited with Bacillus Anthracis Spores |  | Fumigation | CFU | 100000 |  |  | 14.25 | cm^2 | 0.001425 | m^2 |  |  |  | 9000 | ppmv |  |  | 2 | 22 |  | 85 | Wood | steady-state conditions | 240 |  |  | 0.74 | LR | 0.23 | 1.96 x SE |  |  |  | 5 | No damage | [9 empty] | wood |  | /cm^2
2011 Ozone Gas Decontamition of Materials Contamited with Bacillus Anthracis Spores |  | Fumigation | CFU | 100000 |  |  | 14.25 | cm^2 | 0.001425 | m^2 |  |  |  | 9000 | ppmv |  |  | 2 | 22 |  | 85 | Carpet | steady-state conditions | 240 |  |  | 2.06 | LR | 0.29 | 1.96 x SE |  |  |  | 5 | No damage | [9 empty] | carpet |  | /cm^2
2011 Ozone Gas Decontamition of Materials Contamited with Bacillus Anthracis Spores |  | Fumigation | CFU | 100000 |  |  | 14.25 | cm^2 | 0.001425 | m^2 |  |  |  | 9000 | ppmv |  |  | 2 | 22 |  | 85 | Lamite | steady-state conditions | 240 |  |  | 2.78 | LR | 0.09 | 1.96 x SE |  |  |  | 5 | No damage | [11 empty] | /cm^2
2011 Ozone Gas Decontamition of Materials Contamited with Bacillus Anthracis Spores |  | Fumigation | CFU | 100000 |  |  | 14.25 | cm^2 | 0.001425 | m^2 |  |  |  | 9000 | ppmv |  |  | 2 | 22 |  | 85 | Metal Ductwork | steady-state conditions | 240 |  |  | 1.23 | LR | 0.34 | 1.96 x SE |  |  |  | 5 | No damage | [9 empty] | steel |  | /cm^2
2011 Ozone Gas Decontamition of Materials Contamited with Bacillus Anthracis Spores |  | Fumigation | CFU | 100000 |  |  | 14.25 | cm^2 | 0.001425 | m^2 |  |  |  | 9000 | ppmv |  |  | 2 | 22 |  | 85 | Wallboard Paper | steady-state conditions | 240 |  |  | 3.17 | LR | 0.99 | 1.96 x SE |  |  |  | 5 | No damage | [9 empty] | wallboard |  | /cm^2
2011 Ozone Gas Decontamition of Materials Contamited with Bacillus Anthracis Spores |  | Fumigation | CFU | 100000 |  |  | 14.25 | cm^2 | 0.001425 | m^2 |  |  |  | 9000 | ppmv |  |  | 2 | 22 |  | 85 | Glass | steady-state conditions | 360 |  |  | 3.87 | LR | 0.3 | 1.96 x SE |  |  |  | 5 | No damage | [9 empty] | glass |  | /cm^2
2011 Ozone Gas Decontamition of Materials Contamited with Bacillus Anthracis Spores |  | Fumigation | CFU | 100000 |  |  | 14.25 | cm^2 | 0.001425 | m^2 |  |  |  | 9000 | ppmv |  |  | 2 | 22 |  | 85 | Wood | steady-state conditions | 360 |  |  | 1.04 | LR | 0.14 | 1.96 x SE |  |  |  | 5 | No damage | [9 empty] | wood |  | /cm^2
2011 Ozone Gas Decontamition of Materials Contamited with Bacillus Anthracis Spores |  | Fumigation | CFU | 100000 |  |  | 14.25 | cm^2 | 0.001425 | m^2 |  |  |  | 9000 | ppmv |  |  | 2 | 22 |  | 85 | Carpet | steady-state conditions | 360 |  |  | 2.15 | LR | 0.25 | 1.96 x SE |  |  |  | 5 | No damage | [9 empty] | carpet |  | /cm^2
2011 Ozone Gas Decontamition of Materials Contamited with Bacillus Anthracis Spores |  | Fumigation | CFU | 100000 |  |  | 14.25 | cm^2 | 0.001425 | m^2 |  |  |  | 9000 | ppmv |  |  | 2 | 22 |  | 85 | Lamite | steady-state conditions | 360 |  |  | 2.48 | LR | 0.14 | 1.96 x SE |  |  |  | 5 | No damage | [11 empty] | /cm^2
2011 Ozone Gas Decontamition of Materials Contamited with Bacillus Anthracis Spores |  | Fumigation | CFU | 100000 |  |  | 14.25 | cm^2 | 0.001425 | m^2 |  |  |  | 9000 | ppmv |  |  | 2 | 22 |  | 85 | Metal Ductwork | steady-state conditions | 360 |  |  | 1.32 | LR | 0.21 | 1.96 x SE |  |  |  | 5 | No damage | [9 empty] | steel |  | /cm^2
2011 Ozone Gas Decontamition of Materials Contamited with Bacillus Anthracis Spores |  | Fumigation | CFU | 100000 |  |  | 14.25 | cm^2 | 0.001425 | m^2 |  |  |  | 9000 | ppmv |  |  | 2 | 22 |  | 85 | Wallboard Paper | steady-state conditions | 360 |  |  | 5.3 | LR | 1.45 | 1.96 x SE |  |  |  | 5 | No damage | [9 empty] | wallboard |  | /cm^2
2011 Ozone Gas Decontamition of Materials Contamited with Bacillus Anthracis Spores |  | Fumigation | CFU | 100000 |  |  | 14.25 | cm^2 | 0.001425 | m^2 |  |  |  | 9000 | ppmv |  |  | 2 | 22 |  | 85 | Glass | steady-state conditions | 480 |  |  | 4.6 | LR | 0.21 | 1.96 x SE |  |  |  | 5 | No damage | [9 empty] | glass |  | /cm^2
2011 Ozone Gas Decontamition of Materials Contamited with Bacillus Anthracis Spores |  | Fumigation | CFU | 100000 |  |  | 14.25 | cm^2 | 0.001425 | m^2 |  |  |  | 9000 | ppmv |  |  | 2 | 22 |  | 85 | Wood | steady-state conditions | 480 |  |  | 1.53 | LR | 0.51 | 1.96 x SE |  |  |  | 5 | No damage | [9 empty] | wood |  | /cm^2
2011 Ozone Gas Decontamition of Materials Contamited with Bacillus Anthracis Spores |  | Fumigation | CFU | 10000000 |  |  | 14.25 | cm^2 | 0.001425 | m^2 |  |  |  | 9000 | ppmv |  |  | 2 | 22 |  | 85 | Carpet | steady-state conditions | 480 |  |  | 2.89 | LR | 0.18 | 1.96 x SE |  |  |  | 5 | No damage | [9 empty] | carpet |  | /cm^2
2011 Ozone Gas Decontamition of Materials Contamited with Bacillus Anthracis Spores |  | Fumigation | CFU | 10000000 |  |  | 14.25 | cm^2 | 0.001425 | m^2 |  |  |  | 9000 | ppmv |  |  | 2 | 22 |  | 85 | Lamite | steady-state conditions | 480 |  |  | 2.91 | LR | 0.13 | 1.96 x SE |  |  |  | 5 | No damage | [11 empty] | /cm^2
2011 Ozone Gas Decontamition of Materials Contamited with Bacillus Anthracis Spores |  | Fumigation | CFU | 10000000 |  |  | 14.25 | cm^2 | 0.001425 | m^2 |  |  |  | 9000 | ppmv |  |  | 2 | 22 |  | 85 | Metal Ductwork | steady-state conditions | 480 |  |  | 2.15 | LR | 0.43 | 1.96 x SE |  |  |  | 5 | No damage | [9 empty] | steel |  | /cm^2
2011 Ozone Gas Decontamition of Materials Contamited with Bacillus Anthracis Spores |  | Fumigation | CFU | 10000000 |  |  | 14.25 | cm^2 | 0.001425 | m^2 |  |  |  | 9000 | ppmv |  |  | 2 | 22 |  | 85 | Wallboard Paper | steady-state conditions | 480 |  |  | 5.52 | LR | 1.22 | 1.96 x SE |  |  |  | 5 | No damage | [9 empty] | wallboard |  | /cm^2
2011 Ozone Gas Decontamition of Materials Contamited with Bacillus Anthracis Spores |  | Fumigation | CFU | 10000000 |  |  | 14.25 | cm^2 | 0.001425 | m^2 |  |  |  | 9000 | ppmv |  |  | 2 | 22 |  | 75 | Glass | steady-state conditions | 240 |  |  | 2.77 | LR | 0.67 | 1.96 x SE |  |  |  | 5 | No damage | [9 empty] | glass |  | /cm^2
2011 Ozone Gas Decontamition of Materials Contamited with Bacillus Anthracis Spores |  | Fumigation | CFU | 10000000 |  |  | 14.25 | cm^2 | 0.001425 | m^2 |  |  |  | 9000 | ppmv |  |  | 2 | 22 |  | 75 | Wood | steady-state conditions | 240 |  |  | 0.69 | LR | 0.24 | 1.96 x SE |  |  |  | 5 | No damage | [9 empty] | wood |  | /cm^2
2011 Ozone Gas Decontamition of Materials Contamited with Bacillus Anthracis Spores |  | Fumigation | CFU | 10000000 |  |  | 14.25 | cm^2 | 0.001425 | m^2 |  |  |  | 9000 | ppmv |  |  | 2 | 22 |  | 75 | Carpet | steady-state conditions | 240 |  |  | 1.87 | LR | 0.35 | 1.96 x SE |  |  |  | 5 | No damage | [9 empty] | carpet |  | /cm^2
2011 Ozone Gas Decontamition of Materials Contamited with Bacillus Anthracis Spores |  | Fumigation | CFU | 10000000 |  |  | 14.25 | cm^2 | 0.001425 | m^2 |  |  |  | 9000 | ppmv |  |  | 2 | 22 |  | 75 | Lamite | steady-state conditions | 240 |  |  | 2.7 | LR | 0.17 | 1.96 x SE |  |  |  | 5 | No damage | [11 empty] | /cm^2
2011 Ozone Gas Decontamition of Materials Contamited with Bacillus Anthracis Spores |  | Fumigation | CFU | 10000000 |  |  | 14.25 | cm^2 | 0.001425 | m^2 |  |  |  | 9000 | ppmv |  |  | 2 | 22 |  | 75 | Metal Ductwork | steady-state conditions | 240 |  |  | 1.71 | LR | 0.26 | 1.96 x SE |  |  |  | 5 | No damage | [9 empty] | steel |  | /cm^2
2011 Ozone Gas Decontamition of Materials Contamited with Bacillus Anthracis Spores |  | Fumigation | CFU | 10000000 |  |  | 14.25 | cm^2 | 0.001425 | m^2 |  |  |  | 9000 | ppmv |  |  | 2 | 22 |  | 75 | Wallboard Paper | steady-state conditions | 240 |  |  | 5.87 | LR | 1.55 | 1.96 x SE |  |  |  | 5 | No damage | [9 empty] | wallboard |  | /cm^2
2011 Ozone Gas Decontamition of Materials Contamited with Bacillus Anthracis Spores |  | Fumigation | CFU | 10000000 |  |  | 14.25 | cm^2 | 0.001425 | m^2 |  |  |  | 9000 | ppmv |  |  | 2 | 22 |  | 75 | Glass | steady-state conditions | 360 |  |  | 3.91 | LR | 0.35 | 1.96 x SE |  |  |  | 5 | No damage | [9 empty] | glass |  | /cm^2
2011 Ozone Gas Decontamition of Materials Contamited with Bacillus Anthracis Spores |  | Fumigation | CFU | 10000000 |  |  | 14.25 | cm^2 | 0.001425 | m^2 |  |  |  | 9000 | ppmv |  |  | 2 | 22 |  | 75 | Wood | steady-state conditions | 360 |  |  | 0.78 | LR | 0.23 | 1.96 x SE |  |  |  | 5 | No damage | [9 empty] | wood |  | /cm^2
2011 Ozone Gas Decontamition of Materials Contamited with Bacillus Anthracis Spores |  | Fumigation | CFU | 10000000 |  |  | 14.25 | cm^2 | 0.001425 | m^2 |  |  |  | 9000 | ppmv |  |  | 2 | 22 |  | 75 | Carpet | steady-state conditions | 360 |  |  | 2.02 | LR | 0.37 | 1.96 x SE |  |  |  | 5 | No damage | [9 empty] | carpet |  | /cm^2
2011 Ozone Gas Decontamition of Materials Contamited with Bacillus Anthracis Spores |  | Fumigation | CFU | 10000000 |  |  | 14.25 | cm^2 | 0.001425 | m^2 |  |  |  | 9000 | ppmv |  |  | 2 | 22 |  | 75 | Lamite | steady-state conditions | 360 |  |  | 2.5 | LR | 0.34 | 1.96 x SE |  |  |  | 5 | No damage | [11 empty] | /cm^2
2011 Ozone Gas Decontamition of Materials Contamited with Bacillus Anthracis Spores |  | Fumigation | CFU | 10000000 |  |  | 14.25 | cm^2 | 0.001425 | m^2 |  |  |  | 9000 | ppmv |  |  | 2 | 22 |  | 75 | Metal Ductwork | steady-state conditions | 360 |  |  | 1.75 | LR | 0.26 | 1.96 x SE |  |  |  | 5 | No damage | [9 empty] | steel |  | /cm^2
2011 Ozone Gas Decontamition of Materials Contamited with Bacillus Anthracis Spores |  | Fumigation | CFU | 10000000 |  |  | 14.25 | cm^2 | 0.001425 | m^2 |  |  |  | 9000 | ppmv |  |  | 2 | 22 |  | 75 | Wallboard Paper | steady-state conditions | 360 |  |  | 4.08 | LR | 0.74 | 1.96 x SE |  |  |  | 5 | No damage | [9 empty] | wallboard |  | /cm^2
2011 Ozone Gas Decontamition of Materials Contamited with Bacillus Anthracis Spores |  | Fumigation | CFU | 10000000 |  |  | 14.25 | cm^2 | 0.001425 | m^2 |  |  |  | 9000 | ppmv |  |  | 2 | 22 |  | 75 | Glass | steady-state conditions | 480 |  |  | 6.28 | LR | 1.02 | 1.96 x SE |  |  |  | 5 | No damage | [9 empty] | glass |  | /cm^2
2011 Ozone Gas Decontamition of Materials Contamited with Bacillus Anthracis Spores |  | Fumigation | CFU | 10000000 |  |  | 14.25 | cm^2 | 0.001425 | m^2 |  |  |  | 9000 | ppmv |  |  | 2 | 22 |  | 75 | Wood | steady-state conditions | 480 |  |  | 1.14 | LR | 0.22 | 1.96 x SE |  |  |  | 5 | No damage | [9 empty] | wood |  | /cm^2
2011 Ozone Gas Decontamition of Materials Contamited with Bacillus Anthracis Spores |  | Fumigation | CFU | 10000000 |  |  | 14.25 | cm^2 | 0.001425 | m^2 |  |  |  | 9000 | ppmv |  |  | 2 | 22 |  | 75 | Carpet | steady-state conditions | 480 |  |  | 2.32 | LR | 0.29 | 1.96 x SE |  |  |  | 5 | No damage | [9 empty] | carpet |  | /cm^2
2011 Ozone Gas Decontamition of Materials Contamited with Bacillus Anthracis Spores |  | Fumigation | CFU | 10000000 |  |  | 14.25 | cm^2 | 0.001425 | m^2 |  |  |  | 9000 | ppmv |  |  | 2 | 22 |  | 75 | Lamite | steady-state conditions | 480 |  |  | 3.84 | LR | 0.44 | 1.96 x SE |  |  |  | 5 | No damage | [11 empty] | /cm^2
2011 Ozone Gas Decontamition of Materials Contamited with Bacillus Anthracis Spores |  | Fumigation | CFU | 10000000 |  |  | 14.25 | cm^2 | 0.001425 | m^2 |  |  |  | 9000 | ppmv |  |  | 2 | 22 |  | 75 | Metal Ductwork | steady-state conditions | 480 |  |  | 2.8 | LR | 0.26 | 1.96 x SE |  |  |  | 5 | No damage | [9 empty] | steel |  | /cm^2
2011 Ozone Gas Decontamition of Materials Contamited with Bacillus Anthracis Spores |  | Fumigation | CFU | 10000000 |  |  | 14.25 | cm^2 | 0.001425 | m^2 |  |  |  | 9000 | ppmv |  |  | 2 | 22 |  | 75 | Wallboard Paper | steady-state conditions | 480 |  |  | 6.67 | LR | 0.86 | 1.96 x SE |  |  |  | 5 | No damage | [9 empty] | wallboard |  | /cm^2
2011 Ozone Gas Decontamition of Materials Contamited with Bacillus Anthracis Spores |  | Fumigation | CFU | 10000000 |  |  | 14.25 | cm^2 | 0.001425 | m^2 |  |  |  | 9000 | ppmv |  |  | 2 | 22 |  | 85 | Glass | steady-state conditions | 360 |  |  | 6.53 | LR | 1.11 | 1.96 x SE |  |  |  | 5 | No damage | [9 empty] | glass |  | /cm^2
2011 Ozone Gas Decontamition of Materials Contamited with Bacillus Anthracis Spores |  | Fumigation | CFU | 10000000 |  |  | 14.25 | cm^2 | 0.001425 | m^2 |  |  |  | 9000 | ppmv |  |  | 2 | 22 |  | 85 | Wood | steady-state conditions | 360 |  |  | 2.62 | LR | 0.49 | 1.96 x SE |  |  |  | 5 | No damage | [9 empty] | wood |  | /cm^2
2011 Ozone Gas Decontamition of Materials Contamited with Bacillus Anthracis Spores |  | Fumigation | CFU | 10000000 |  |  | 14.25 | cm^2 | 0.001425 | m^2 |  |  |  | 9000 | ppmv |  |  | 2 | 22 |  | 85 | Carpet | steady-state conditions | 360 |  |  | 3.84 | LR | 0.52 | 1.96 x SE |  |  |  | 5 | No damage | [9 empty] | carpet |  | /cm^2
2011 Ozone Gas Decontamition of Materials Contamited with Bacillus Anthracis Spores |  | Fumigation | CFU | 10000000 |  |  | 14.25 | cm^2 | 0.001425 | m^2 |  |  |  | 9000 | ppmv |  |  | 2 | 22 |  | 85 | Lamite | steady-state conditions | 360 |  | ≥ | 7.59 | LR | 0.05 | 1.96 x SE |  |  |  | 5 | No damage | [11 empty] | /cm^2 |  |  |  | 0 | 7.59
2011 Ozone Gas Decontamition of Materials Contamited with Bacillus Anthracis Spores |  | Fumigation | CFU | 10000000 |  |  | 14.25 | cm^2 | 0.001425 | m^2 |  |  |  | 9000 | ppmv |  |  | 2 | 22 |  | 85 | Metal Ductwork | steady-state conditions | 360 |  |  | 7.17 | LR | 0.61 | 1.96 x SE |  |  |  | 5 | No damage | [9 empty] | steel |  | /cm^2
2011 Ozone Gas Decontamition of Materials Contamited with Bacillus Anthracis Spores |  | Fumigation | CFU | 10000000 |  |  | 14.25 | cm^2 | 0.001425 | m^2 |  |  |  | 9000 | ppmv |  |  | 2 | 22 |  | 85 | Wallboard Paper | steady-state conditions | 360 |  | ≥ | 6.75 | LR | 0.14 | 1.96 x SE |  |  |  | 5 | No damage | [9 empty] | wallboard |  | /cm^2 |  |  |  | 0 | 6.75
2011 Ozone Gas Decontamition of Materials Contamited with Bacillus Anthracis Spores |  | Fumigation | CFU | 10000000 |  |  | 14.25 | cm^2 | 0.001425 | m^2 |  |  |  | 9000 | ppmv |  |  | 2 | 22 |  | 85 | Glass | steady-state conditions | 540 |  |  | 6.89 | LR | 1.04 | 1.96 x SE |  |  |  | 5 | No damage | [9 empty] | glass |  | /cm^2
2011 Ozone Gas Decontamition of Materials Contamited with Bacillus Anthracis Spores |  | Fumigation | CFU | 10000000 |  |  | 14.25 | cm^2 | 0.001425 | m^2 |  |  |  | 9000 | ppmv |  |  | 2 | 22 |  | 85 | Wood | steady-state conditions | 540 |  |  | 3.41 | LR | 1.53 | 1.96 x SE |  |  |  | 5 | No damage | [9 empty] | wood |  | /cm^2
2011 Ozone Gas Decontamition of Materials Contamited with Bacillus Anthracis Spores |  | Fumigation | CFU | 10000000 |  |  | 14.25 | cm^2 | 0.001425 | m^2 |  |  |  | 9000 | ppmv |  |  | 2 | 22 |  | 85 | Carpet | steady-state conditions | 540 |  |  | 5.14 | LR | 0.65 | 1.96 x SE |  |  |  | 5 | No damage | [9 empty] | carpet |  | /cm^2
2011 Ozone Gas Decontamition of Materials Contamited with Bacillus Anthracis Spores |  | Fumigation | CFU | 10000000 |  |  | 14.25 | cm^2 | 0.001425 | m^2 |  |  |  | 9000 | ppmv |  |  | 2 | 22 |  | 85 | Lamite | steady-state conditions | 540 |  | ≥ | 7.59 | LR | 0.05 | 1.96 x SE |  |  |  | 5 | No damage | [11 empty] | /cm^2 |  |  |  | 0 | 7.59
2011 Ozone Gas Decontamition of Materials Contamited with Bacillus Anthracis Spores |  | Fumigation | CFU | 10000000 |  |  | 14.25 | cm^2 | 0.001425 | m^2 |  |  |  | 9000 | ppmv |  |  | 2 | 22 |  | 85 | Metal Ductwork | steady-state conditions | 540 |  |  | 6.86 | LR | 0.74 | 1.96 x SE |  |  |  | 5 | No damage | [9 empty] | steel |  | /cm^2
2011 Ozone Gas Decontamition of Materials Contamited with Bacillus Anthracis Spores |  | Fumigation | CFU | 10000000 |  |  | 14.25 | cm^2 | 0.001425 | m^2 |  |  |  | 9000 | ppmv |  |  | 2 | 22 |  | 85 | Wallboard Paper | steady-state conditions | 540 |  | ≥ | 6.75 | LR | 0.14 | 1.96 x SE |  |  |  | 5 | No damage | [9 empty] | wallboard |  | /cm^2 |  |  |  | 0 | 6.75
2011 Ozone Gas Decontamition of Materials Contamited with Bacillus Anthracis Spores |  | Fumigation | CFU | 10000000 |  |  | 14.25 | cm^2 | 0.001425 | m^2 |  |  |  | 9000 | ppmv |  |  | 2 | 22 |  | 85 | Glass | steady-state conditions | 720 |  |  | 7.11 | LR | 0.61 | 1.96 x SE |  |  |  | 5 | No damage | [9 empty] | glass |  | /cm^2
2011 Ozone Gas Decontamition of Materials Contamited with Bacillus Anthracis Spores |  | Fumigation | CFU | 10000000 |  |  | 14.25 | cm^2 | 0.001425 | m^2 |  |  |  | 9000 | ppmv |  |  | 2 | 22 |  | 85 | Wood | steady-state conditions | 720 |  |  | 5.87 | LR | 0.6 | 1.96 x SE |  |  |  | 5 | No damage | [9 empty] | wood |  | /cm^2
2011 Ozone Gas Decontamition of Materials Contamited with Bacillus Anthracis Spores |  | Fumigation | CFU | 100000000 |  |  | 14.25 | cm^2 | 0.001425 | m^2 |  |  |  | 9000 | ppmv |  |  | 2 | 22 |  | 85 | Carpet | steady-state conditions | 720 |  |  | 5.99 | LR | 1.56 | 1.96 x SE |  |  |  | 5 | No damage | [9 empty] | carpet |  | /cm^2
2011 Ozone Gas Decontamition of Materials Contamited with Bacillus Anthracis Spores |  | Fumigation | CFU | 100000000 |  |  | 14.25 | cm^2 | 0.001425 | m^2 |  |  |  | 9000 | ppmv |  |  | 2 | 22 |  | 85 | Lamite | steady-state conditions | 720 |  |  | 7.29 | LR | 0.6 | 1.96 x SE |  |  |  | 5 | No damage | [11 empty] | /cm^2
2011 Ozone Gas Decontamition of Materials Contamited with Bacillus Anthracis Spores |  | Fumigation | CFU | 100000000 |  |  | 14.25 | cm^2 | 0.001425 | m^2 |  |  |  | 9000 | ppmv |  |  | 2 | 22 |  | 85 | Metal Ductwork | steady-state conditions | 720 |  | ≥ | 7.47 | LR | 0.13 | 1.96 x SE |  |  |  | 5 | No damage | [9 empty] | steel |  | /cm^2 |  |  |  | 0 | 7.47
2011 Ozone Gas Decontamition of Materials Contamited with Bacillus Anthracis Spores |  | Fumigation | CFU | 100000000 |  |  | 14.25 | cm^2 | 0.001425 | m^2 |  |  |  | 9000 | ppmv |  |  | 2 | 22 |  | 85 | Wallboard Paper | steady-state conditions | 720 |  | ≥ | 6.75 | LR | 0.14 | 1.96 x SE |  |  |  | 5 | No damage | [9 empty] | wallboard |  | /cm^2 |  |  |  | 0 | 6.75
2011 Ozone Gas Decontamition of Materials Contamited with Bacillus Anthracis Spores |  | Fumigation | CFU | 100000000 |  |  | 14.25 | cm^2 | 0.001425 | m^2 |  |  |  | 9800 | ppmv |  |  | 2 | 22 |  | 85 | Glass | steady-state conditions | 360 |  |  | 5.68 | LR | 0.94 | 1.96 x SE |  |  |  | 5 | No damage | [9 empty] | glass |  | /cm^2
2011 Ozone Gas Decontamition of Materials Contamited with Bacillus Anthracis Spores |  | Fumigation | CFU | 100000000 |  |  | 14.25 | cm^2 | 0.001425 | m^2 |  |  |  | 9800 | ppmv |  |  | 2 | 22 |  | 85 | Wood | steady-state conditions | 360 |  |  | 4.54 | LR | 1.61 | 1.96 x SE |  |  |  | 5 | No damage | [9 empty] | wood |  | /cm^2
2011 Ozone Gas Decontamition of Materials Contamited with Bacillus Anthracis Spores |  | Fumigation | CFU | 100000000 |  |  | 14.25 | cm^2 | 0.001425 | m^2 |  |  |  | 9800 | ppmv |  |  | 2 | 22 |  | 85 | Carpet | steady-state conditions | 360 |  |  | 4.35 | LR | 0.47 | 1.96 x SE |  |  |  | 5 | No damage | [9 empty] | carpet |  | /cm^2
2011 Ozone Gas Decontamition of Materials Contamited with Bacillus Anthracis Spores |  | Fumigation | CFU | 100000000 |  |  | 14.25 | cm^2 | 0.001425 | m^2 |  |  |  | 9800 | ppmv |  |  | 2 | 22 |  | 85 | Lamite | steady-state conditions | 360 |  |  | 7.51 | LR | 0.6 | 1.96 x SE |  |  |  | 5 | No damage | [11 empty] | /cm^2
2011 Ozone Gas Decontamition of Materials Contamited with Bacillus Anthracis Spores |  | Fumigation | CFU | 100000000 |  |  | 14.25 | cm^2 | 0.001425 | m^2 |  |  |  | 9800 | ppmv |  |  | 2 | 22 |  | 85 | Metal Ductwork | steady-state conditions | 360 |  |  | 6.17 | LR | 0.77 | 1.96 x SE |  |  |  | 5 | No damage | [9 empty] | steel |  | /cm^2
2011 Ozone Gas Decontamition of Materials Contamited with Bacillus Anthracis Spores |  | Fumigation | CFU | 100000000 |  |  | 14.25 | cm^2 | 0.001425 | m^2 |  |  |  | 9800 | ppmv |  |  | 2 | 22 |  | 85 | Wallboard Paper | steady-state conditions | 360 |  |  | 6.87 | LR | 0.14 | 1.96 x SE |  |  |  | 5 | No damage | [9 empty] | wallboard |  | /cm^2
2011 Ozone Gas Decontamition of Materials Contamited with Bacillus Anthracis Spores |  | Fumigation | CFU | 100000000 |  |  | 14.25 | cm^2 | 0.001425 | m^2 |  |  |  | 9800 | ppmv |  |  | 2 | 22 |  | 85 | Glass | steady-state conditions | 540 |  |  | 6.59 | LR | 1.1 | 1.96 x SE |  |  |  | 5 | No damage | [9 empty] | glass |  | /cm^2
2011 Ozone Gas Decontamition of Materials Contamited with Bacillus Anthracis Spores |  | Fumigation | CFU | 100000000 |  |  | 14.25 | cm^2 | 0.001425 | m^2 |  |  |  | 9800 | ppmv |  |  | 2 | 22 |  | 85 | Wood | steady-state conditions | 540 |  |  | 3.64 | LR | 1.58 | 1.96 x SE |  |  |  | 5 | No damage | [9 empty] | wood |  | /cm^2
2011 Ozone Gas Decontamition of Materials Contamited with Bacillus Anthracis Spores |  | Fumigation | CFU | 100000000 |  |  | 14.25 | cm^2 | 0.001425 | m^2 |  |  |  | 9800 | ppmv |  |  | 2 | 22 |  | 85 | Carpet | steady-state conditions | 540 |  |  | 5.34 | LR | 0.54 | 1.96 x SE |  |  |  | 5 | No damage | [9 empty] | carpet |  | /cm^2
2011 Ozone Gas Decontamition of Materials Contamited with Bacillus Anthracis Spores |  | Fumigation | CFU | 100000000 |  |  | 14.25 | cm^2 | 0.001425 | m^2 |  |  |  | 9800 | ppmv |  |  | 2 | 22 |  | 85 | Lamite | steady-state conditions | 540 |  | ≥ | 7.82 | LR | 0.08 | 1.96 x SE |  |  |  | 5 | No damage | [11 empty] | /cm^2 |  |  |  | 0 | 7.82
2011 Ozone Gas Decontamition of Materials Contamited with Bacillus Anthracis Spores |  | Fumigation | CFU | 100000000 |  |  | 14.25 | cm^2 | 0.001425 | m^2 |  |  |  | 9800 | ppmv |  |  | 2 | 22 |  | 85 | Metal Ductwork | steady-state conditions | 540 |  | ≥ | 7.65 | LR | 0.15 | 1.96 x SE |  |  |  | 5 | No damage | [9 empty] | steel |  | /cm^2 |  |  |  | 0 | 7.65
2011 Ozone Gas Decontamition of Materials Contamited with Bacillus Anthracis Spores |  | Fumigation | CFU | 100000000 |  |  | 14.25 | cm^2 | 0.001425 | m^2 |  |  |  | 9800 | ppmv |  |  | 2 | 22 |  | 85 | Wallboard Paper | steady-state conditions | 540 |  | ≥ | 6.87 | LR | 0.14 | 1.96 x SE |  |  |  | 5 | No damage | [9 empty] | wallboard |  | /cm^2 |  |  |  | 0 | 6.87
2011 Ozone Gas Decontamition of Materials Contamited with Bacillus Anthracis Spores |  | Fumigation | CFU | 100000000 |  |  | 14.25 | cm^2 | 0.001425 | m^2 |  |  |  | 9800 | ppmv |  |  | 2 | 22 |  | 85 | Glass | steady-state conditions | 720 |  |  | 7.08 | LR | 0.73 | 1.96 x SE |  |  |  | 5 | No damage | [9 empty] | glass |  | /cm^2
2011 Ozone Gas Decontamition of Materials Contamited with Bacillus Anthracis Spores |  | Fumigation | CFU | 100000000 |  |  | 14.25 | cm^2 | 0.001425 | m^2 |  |  |  | 9800 | ppmv |  |  | 2 | 22 |  | 85 | Wood | steady-state conditions | 720 |  |  | 5.7 | LR | 1.34 | 1.96 x SE |  |  |  | 5 | No damage | [9 empty] | wood |  | /cm^2
2011 Ozone Gas Decontamition of Materials Contamited with Bacillus Anthracis Spores |  | Fumigation | CFU | 100000000 |  |  | 14.25 | cm^2 | 0.001425 | m^2 |  |  |  | 9800 | ppmv |  |  | 2 | 22 |  | 85 | Carpet | steady-state conditions | 720 |  |  | 6.69 | LR | 1.29 | 1.96 x SE |  |  |  | 5 | No damage | [9 empty] | carpet |  | /cm^2
2011 Ozone Gas Decontamition of Materials Contamited with Bacillus Anthracis Spores |  | Fumigation | CFU | 100000000 |  |  | 14.25 | cm^2 | 0.001425 | m^2 |  |  |  | 9800 | ppmv |  |  | 2 | 22 |  | 85 | Lamite | steady-state conditions | 720 |  | ≥ | 7.82 | LR | 0.08 | 1.96 x SE |  |  |  | 5 | No damage | [11 empty] | /cm^2 |  |  |  | 0 | 7.82
2011 Ozone Gas Decontamition of Materials Contamited with Bacillus Anthracis Spores |  | Fumigation | CFU | 100000000 |  |  | 14.25 | cm^2 | 0.001425 | m^2 |  |  |  | 9800 | ppmv |  |  | 2 | 22 |  | 85 | Metal Ductwork | steady-state conditions | 720 |  |  | 6.31 | LR | 0.69 | 1.96 x SE |  |  |  | 5 | No damage | [9 empty] | steel |  | /cm^2
2011 Ozone Gas Decontamition of Materials Contamited with Bacillus Anthracis Spores |  | Fumigation | CFU | 100000000 |  |  | 14.25 | cm^2 | 0.001425 | m^2 |  |  |  | 9800 | ppmv |  |  | 2 | 22 |  | 85 | Wallboard Paper | steady-state conditions | 720 |  | ≥ | 6.87 | LR | 0.14 | 1.96 x SE |  |  |  | 5 | No damage | [9 empty] | wallboard |  | /cm^2 |  |  |  | 0 | 6.87
2011 Ozone Gas Decontamition of Materials Contamited with Bacillus Anthracis Spores |  | Fumigation | CFU | 100000000 |  |  | 14.25 | cm^2 | 0.001425 | m^2 |  |  |  | 9800 | ppmv |  |  | 2 | 22 |  | 85 | Glass | steady-state conditions | 360 |  | ≥ | 7.28 | LR | 0.15 | 1.96 x SE |  |  |  | 5 | No damage | [9 empty] | glass |  | /cm^2 |  |  |  | 0 | 7.28
2011 Ozone Gas Decontamition of Materials Contamited with Bacillus Anthracis Spores |  | Fumigation | CFU | 100000000 |  |  | 14.25 | cm^2 | 0.001425 | m^2 |  |  |  | 9800 | ppmv |  |  | 2 | 22 |  | 85 | Wood | steady-state conditions | 360 |  | ≥ | 6.32 | LR | 0.25 | 1.96 x SE |  |  |  | 5 | No damage | [9 empty] | wood |  | /cm^2 |  |  |  | 0 | 6.32
2011 Ozone Gas Decontamition of Materials Contamited with Bacillus Anthracis Spores |  | Fumigation | CFU | 100000000 |  |  | 14.25 | cm^2 | 0.001425 | m^2 |  |  |  | 9800 | ppmv |  |  | 2 | 22 |  | 85 | Carpet | steady-state conditions | 360 |  |  | 4.97 | LR | 0.52 | 1.96 x SE |  |  |  | 5 | No damage | [9 empty] | carpet |  | /cm^2
2011 Ozone Gas Decontamition of Materials Contamited with Bacillus Anthracis Spores |  | Fumigation | CFU | 100000000 |  |  | 14.25 | cm^2 | 0.001425 | m^2 |  |  |  | 9800 | ppmv |  |  | 2 | 22 |  | 85 | Lamite | steady-state conditions | 360 |  |  | 3.23 | LR | 0.26 | 1.96 x SE |  |  |  | 5 | No damage | [11 empty] | /cm^2
2011 Ozone Gas Decontamition of Materials Contamited with Bacillus Anthracis Spores |  | Fumigation | CFU | 100000000 |  |  | 14.25 | cm^2 | 0.001425 | m^2 |  |  |  | 9800 | ppmv |  |  | 2 | 22 |  | 85 | Metal Ductwork | steady-state conditions | 360 |  |  | 5.86 | LR | 1.05 | 1.96 x SE |  |  |  | 5 | No damage | [9 empty] | steel |  | /cm^2
2011 Ozone Gas Decontamition of Materials Contamited with Bacillus Anthracis Spores |  | Fumigation | CFU | 100000000 |  |  | 14.25 | cm^2 | 0.001425 | m^2 |  |  |  | 9800 | ppmv |  |  | 2 | 22 |  | 85 | Wallboard Paper | steady-state conditions | 360 |  | ≥ | 5.97 | LR | 0.13 | 1.96 x SE |  |  |  | 5 | No damage | [9 empty] | wallboard |  | /cm^2 |  |  |  | 0 | 5.97
2011 Ozone Gas Decontamition of Materials Contamited with Bacillus Anthracis Spores |  | Fumigation | CFU | 100000000 |  |  | 14.25 | cm^2 | 0.001425 | m^2 |  |  |  | 9800 | ppmv |  |  | 2 | 22 |  | 85 | Glass | steady-state conditions | 540 |  |  | 6.11 | LR | 0.97 | 1.96 x SE |  |  |  | 5 | No damage | [9 empty] | glass |  | /cm^2
2011 Ozone Gas Decontamition of Materials Contamited with Bacillus Anthracis Spores |  | Fumigation | CFU | 100000000 |  |  | 14.25 | cm^2 | 0.001425 | m^2 |  |  |  | 9800 | ppmv |  |  | 2 | 22 |  | 85 | Wood | steady-state conditions | 540 |  | ≥ | 6.32 | LR | 0.25 | 1.96 x SE |  |  |  | 5 | No damage | [9 empty] | wood |  | /cm^2 |  |  |  | 0 | 6.32
2011 Ozone Gas Decontamition of Materials Contamited with Bacillus Anthracis Spores |  | Fumigation | CFU | 100000000 |  |  | 14.25 | cm^2 | 0.001425 | m^2 |  |  |  | 9800 | ppmv |  |  | 2 | 22 |  | 85 | Carpet | steady-state conditions | 540 |  |  | 6.84 | LR | 0.75 | 1.96 x SE |  |  |  | 5 | No damage | [9 empty] | carpet |  | /cm^2
2011 Ozone Gas Decontamition of Materials Contamited with Bacillus Anthracis Spores |  | Fumigation | CFU | 100000000 |  |  | 14.25 | cm^2 | 0.001425 | m^2 |  |  |  | 9800 | ppmv |  |  | 2 | 22 |  | 85 | Lamite | steady-state conditions | 540 |  |  | 5.98 | LR | 0.65 | 1.96 x SE |  |  |  | 5 | No damage | [11 empty] | /cm^2
2011 Ozone Gas Decontamition of Materials Contamited with Bacillus Anthracis Spores |  | Fumigation | CFU | 100000000 |  |  | 14.25 | cm^2 | 0.001425 | m^2 |  |  |  | 9800 | ppmv |  |  | 2 | 22 |  | 85 | Metal Ductwork | steady-state conditions | 540 |  |  | 6.47 | LR | 0.81 | 1.96 x SE |  |  |  | 5 | No damage | [9 empty] | steel |  | /cm^2
2011 Ozone Gas Decontamition of Materials Contamited with Bacillus Anthracis Spores |  | Fumigation | CFU | 100000000 |  |  | 14.25 | cm^2 | 0.001425 | m^2 |  |  |  | 9800 | ppmv |  |  | 2 | 22 |  | 85 | Wallboard Paper | steady-state conditions | 540 |  | ≥ | 5.97 | LR | 0.13 | 1.96 x SE |  |  |  | 5 | No damage | [9 empty] | wallboard |  | /cm^2 |  |  |  | 0 | 5.97
2011 Ozone Gas Decontamition of Materials Contamited with Bacillus Anthracis Spores |  | Fumigation | CFU | 100000000 |  |  | 14.25 | cm^2 | 0.001425 | m^2 |  |  |  | 9800 | ppmv |  |  | 2 | 22 |  | 85 | Glass | steady-state conditions | 720 |  |  | 6.47 | LR | 0.99 | 1.96 x SE |  |  |  | 5 | No damage | [9 empty] | glass |  | /cm^2
2011 Ozone Gas Decontamition of Materials Contamited with Bacillus Anthracis Spores |  | Fumigation | CFU | 100000000 |  |  | 14.25 | cm^2 | 0.001425 | m^2 |  |  |  | 9800 | ppmv |  |  | 2 | 22 |  | 85 | Wood | steady-state conditions | 720 |  | ≥ | 6.32 | LR | 0.25 | 1.96 x SE |  |  |  | 5 | No damage | [9 empty] | wood |  | /cm^2 |  |  |  | 0 | 6.32
2011 Ozone Gas Decontamition of Materials Contamited with Bacillus Anthracis Spores |  | Fumigation | CFU | 100000000 |  |  | 14.25 | cm^2 | 0.001425 | m^2 |  |  |  | 9800 | ppmv |  |  | 2 | 22 |  | 85 | Carpet | steady-state conditions | 720 |  |  | 7.05 | LR | 0.8 | 1.96 x SE |  |  |  | 5 | No damage | [9 empty] | carpet |  | /cm^2
2011 Ozone Gas Decontamition of Materials Contamited with Bacillus Anthracis Spores |  | Fumigation | CFU | 100000000 |  |  | 14.25 | cm^2 | 0.001425 | m^2 |  |  |  | 9800 | ppmv |  |  | 2 | 22 |  | 85 | Lamite | steady-state conditions | 720 |  | ≥ | 7.26 | LR | 0.15 | 1.96 x SE |  |  |  | 5 | No damage | [11 empty] | /cm^2 |  |  |  | 0 | 7.26
2011 Ozone Gas Decontamition of Materials Contamited with Bacillus Anthracis Spores |  | Fumigation | CFU | 100000000 |  |  | 14.25 | cm^2 | 0.001425 | m^2 |  |  |  | 9800 | ppmv |  |  | 2 | 22 |  | 85 | Metal Ductwork | steady-state conditions | 720 |  |  | 6.66 | LR | 0.95 | 1.96 x SE |  |  |  | 5 | No damage | [9 empty] | steel |  | /cm^2
2011 Ozone Gas Decontamition of Materials Contamited with Bacillus Anthracis Spores |  | Fumigation | CFU | 100000000 |  |  | 14.25 | cm^2 | 0.001425 | m^2 |  |  |  | 9800 | ppmv |  |  | 2 | 22 |  | 85 | Wallboard Paper | steady-state conditions | 720 |  | ≥ | 5.97 | LR | 0.13 | 1.96 x SE |  |  |  | 5 | No damage | [9 empty] | wallboard |  | /cm^2 |  |  |  | 0 | 5.97
2011 Ozone Gas Decontamition of Materials Contamited with Bacillus Anthracis Spores |  | Fumigation | CFU | 100000000 |  |  | 14.25 | cm^2 | 0.001425 | m^2 |  |  |  | 12000 | ppmv |  |  | 2 | 22 |  | 85 | Glass | steady-state conditions | 360 |  |  | 6.08 | LR | 1.26 | 1.96 x SE |  |  |  | 5 | No damage | [9 empty] | glass |  | /cm^2
2011 Ozone Gas Decontamition of Materials Contamited with Bacillus Anthracis Spores |  | Fumigation | CFU | 100000000 |  |  | 14.25 | cm^2 | 0.001425 | m^2 |  |  |  | 12000 | ppmv |  |  | 2 | 22 |  | 85 | Wood | steady-state conditions | 360 |  |  | 2.8 | LR | 0.19 | 1.96 x SE |  |  |  | 5 | No damage | [9 empty] | wood |  | /cm^2
2011 Ozone Gas Decontamition of Materials Contamited with Bacillus Anthracis Spores |  | Fumigation | CFU | 100000000 |  |  | 14.25 | cm^2 | 0.001425 | m^2 |  |  |  | 12000 | ppmv |  |  | 2 | 22 |  | 85 | Carpet | steady-state conditions | 360 |  |  | 3.69 | LR | 0.14 | 1.96 x SE |  |  |  | 5 | No damage | [9 empty] | carpet |  | /cm^2
2011 Ozone Gas Decontamition of Materials Contamited with Bacillus Anthracis Spores |  | Fumigation | CFU | 100000000 |  |  | 14.25 | cm^2 | 0.001425 | m^2 |  |  |  | 12000 | ppmv |  |  | 2 | 22 |  | 85 | Lamite | steady-state conditions | 360 |  | ≥ | 7.8 | LR | 0.07 | 1.96 x SE |  |  |  | 5 | No damage | [11 empty] | /cm^2 |  |  |  | 0 | 7.8
2011 Ozone Gas Decontamition of Materials Contamited with Bacillus Anthracis Spores |  | Fumigation | CFU | 100000000 |  |  | 14.25 | cm^2 | 0.001425 | m^2 |  |  |  | 12000 | ppmv |  |  | 2 | 22 |  | 85 | Metal Ductwork | steady-state conditions | 360 |  |  | 4.69 | LR | 0.29 | 1.96 x SE |  |  |  | 5 | No damage | [9 empty] | steel |  | /cm^2
2011 Ozone Gas Decontamition of Materials Contamited with Bacillus Anthracis Spores |  | Fumigation | CFU | 100000000 |  |  | 14.25 | cm^2 | 0.001425 | m^2 |  |  |  | 12000 | ppmv |  |  | 2 | 22 |  | 85 | Wallboard Paper | steady-state conditions | 360 |  | ≥ | 6.57 | LR | 0.06 | 1.96 x SE |  |  |  | 5 | No damage | [9 empty] | wallboard |  | /cm^2 |  |  |  | 0 | 6.57
2011 Ozone Gas Decontamition of Materials Contamited with Bacillus Anthracis Spores |  | Fumigation | CFU | 100000000 |  |  | 14.25 | cm^2 | 0.001425 | m^2 |  |  |  | 12000 | ppmv |  |  | 2 | 22 |  | 85 | Glass | steady-state conditions | 540 |  |  | 7.3 | LR | 0.6 | 1.96 x SE |  |  |  | 5 | No damage | [9 empty] | glass |  | /cm^2
2011 Ozone Gas Decontamition of Materials Contamited with Bacillus Anthracis Spores |  | Fumigation | CFU | 100000000 |  |  | 14.25 | cm^2 | 0.001425 | m^2 |  |  |  | 12000 | ppmv |  |  | 2 | 22 |  | 85 | Wood | steady-state conditions | 540 |  |  | 3.77 | LR | 0.95 | 1.96 x SE |  |  |  | 5 | No damage | [9 empty] | wood |  | /cm^2
2011 Ozone Gas Decontamition of Materials Contamited with Bacillus Anthracis Spores |  | Fumigation | CFU | 100000000 |  |  | 14.25 | cm^2 | 0.001425 | m^2 |  |  |  | 12000 | ppmv |  |  | 2 | 22 |  | 85 | Carpet | steady-state conditions | 540 |  |  | 4.05 | LR | 0.47 | 1.96 x SE |  |  |  | 5 | No damage | [9 empty] | carpet |  | /cm^2
2011 Ozone Gas Decontamition of Materials Contamited with Bacillus Anthracis Spores |  | Fumigation | CFU | 100000000 |  |  | 14.25 | cm^2 | 0.001425 | m^2 |  |  |  | 12000 | ppmv |  |  | 2 | 22 |  | 85 | Lamite | steady-state conditions | 540 |  | ≥ | 7.8 | LR | 0.07 | 1.96 x SE |  |  |  | 5 | No damage | [11 empty] | /cm^2 |  |  |  | 0 | 7.8
2011 Ozone Gas Decontamition of Materials Contamited with Bacillus Anthracis Spores |  | Fumigation | CFU | 100000000 |  |  | 14.25 | cm^2 | 0.001425 | m^2 |  |  |  | 12000 | ppmv |  |  | 2 | 22 |  | 85 | Metal Ductwork | steady-state conditions | 540 |  |  | 6.42 | LR | 1.12 | 1.96 x SE |  |  |  | 5 | No damage | [9 empty] | steel |  | /cm^2
2011 Ozone Gas Decontamition of Materials Contamited with Bacillus Anthracis Spores |  | Fumigation | CFU | 100000000 |  |  | 14.25 | cm^2 | 0.001425 | m^2 |  |  |  | 12000 | ppmv |  |  | 2 | 22 |  | 85 | Wallboard Paper | steady-state conditions | 540 |  | ≥ | 6.57 | LR | 0.06 | 1.96 x SE |  |  |  | 5 | No damage | [9 empty] | wallboard |  | /cm^2 |  |  |  | 0 | 6.57
2011 Ozone Gas Decontamition of Materials Contamited with Bacillus Anthracis Spores |  | Fumigation | CFU | 100000000 |  |  | 14.25 | cm^2 | 0.001425 | m^2 |  |  |  | 12000 | ppmv |  |  | 2 | 22 |  | 85 | Glass | steady-state conditions | 720 |  | ≥ | 7.6 | LR | 0.08 | 1.96 x SE |  |  |  | 5 | No damage | [9 empty] | glass |  | /cm^2 |  |  |  | 0 | 7.6
2011 Ozone Gas Decontamition of Materials Contamited with Bacillus Anthracis Spores |  | Fumigation | CFU | 100000000 |  |  | 14.25 | cm^2 | 0.001425 | m^2 |  |  |  | 12000 | ppmv |  |  | 2 | 22 |  | 85 | Wood | steady-state conditions | 720 |  |  | 3.13 | LR | 0.35 | 1.96 x SE |  |  |  | 5 | No damage | [9 empty] | wood |  | /cm^2
2011 Ozone Gas Decontamition of Materials Contamited with Bacillus Anthracis Spores |  | Fumigation | CFU | 100000000 |  |  | 14.25 | cm^2 | 0.001425 | m^2 |  |  |  | 12000 | ppmv |  |  | 2 | 22 |  | 85 | Carpet | steady-state conditions | 720 |  |  | 4.72 | LR | 0.65 | 1.96 x SE |  |  |  | 5 | No damage | [9 empty] | carpet |  | /cm^2
2011 Ozone Gas Decontamition of Materials Contamited with Bacillus Anthracis Spores |  | Fumigation | CFU | 100000000 |  |  | 14.25 | cm^2 | 0.001425 | m^2 |  |  |  | 12000 | ppmv |  |  | 2 | 22 |  | 85 | Lamite | steady-state conditions | 720 |  | ≥ | 7.8 | LR | 0.07 | 1.96 x SE |  |  |  | 5 | No damage | [11 empty] | /cm^2 |  |  |  | 0 | 7.8
2011 Ozone Gas Decontamition of Materials Contamited with Bacillus Anthracis Spores |  | Fumigation | CFU | 100000000 |  |  | 14.25 | cm^2 | 0.001425 | m^2 |  |  |  | 12000 | ppmv |  |  | 2 | 22 |  | 85 | Metal Ductwork | steady-state conditions | 720 |  |  | 6.26 | LR | 1.39 | 1.96 x SE |  |  |  | 5 | No damage | [9 empty] | steel |  | /cm^2
2011 Ozone Gas Decontamition of Materials Contamited with Bacillus Anthracis Spores |  | Fumigation | CFU | 100000000 |  |  | 14.25 | cm^2 | 0.001425 | m^2 |  |  |  | 12000 | ppmv |  |  | 2 | 22 |  | 85 | Wallboard Paper | steady-state conditions | 720 |  | ≥ | 6.57 | LR | 0.06 | 1.96 x SE |  |  |  | 5 | No damage | [9 empty] | wallboard |  | /cm^2 |  |  |  | 0 | 6.57
2013 Decontamition of Soil Contamited with Bacillus Anthracis Spores: Technology Evaluation Report |  | Fumigation | CFU | 100000000 |  |  | 1.8 | in^2 | 0.0011613 | m^2 |  |  | <10% | 212 | mg/L |  |  | <2% | 25 |  | 79.3 | topsoil | contact time MeBr conc. actively maintained | 2160 |  |  | 7.41 | LR | 0.72 | 1.96 x SE |  |  |  | 5 | No damage | [9 empty] | soil | 0 | /inch^2 |  | 212
2013 Decontamition of Soil Contamited with Bacillus Anthracis Spores: Technology Evaluation Report |  | Fumigation | CFU | 100000000 |  |  | 1.8 | in^2 | 0.0011613 | m^2 |  |  | <10% | 212 | mg/L |  |  | <2% | 25 |  | 82.8 | topsoil | contact time MeBr conc. actively maintained | 2160 |  |  | 7.4 | LR | 1.01 | 1.96 x SE |  |  | 7.77 | 5 | No damage | [9 empty] | soil | 0 | /inch^2 |  | 212 |  |  | 7.77
2013 Decontamition of Soil Contamited with Bacillus Anthracis Spores: Technology Evaluation Report |  | Fumigation | CFU | 100000000 |  |  | 1.8 | in^2 | 0.0011613 | m^2 |  |  | <10% | 212 | mg/L |  |  | <2% | 25 |  | 54.5 | topsoil (dried) | contact time MeBr conc. actively maintained | 2160 |  |  | 5.87 | LR | 1.54 | 1.96 x SE |  |  |  | 5 | No damage | [10 empty] | 0 | /inch^2 |  | 212
2013 Decontamition of Soil Contamited with Bacillus Anthracis Spores: Technology Evaluation Report |  | Fumigation | CFU | 100000000 |  |  | 1.8 | in^2 | 0.0011613 | m^2 |  |  | <10% | 100 | mg/L |  |  | <2% | 25 |  | 76.9 | topsoil | contact time MeBr conc. actively maintained | 2160 |  |  | 1.45 | LR | 0.08 | 1.96 x SE |  |  |  | 5 | No damage | [9 empty] | soil | 0 | /inch^2 |  | 100
2013 Decontamition of Soil Contamited with Bacillus Anthracis Spores: Technology Evaluation Report |  | Fumigation | CFU | 100000000 |  |  | 1.8 | in^2 | 0.0011613 | m^2 |  |  | <10% | 100 | mg/L |  |  | <2% | 25 |  | 85.1 | topsoil | contact time MeBr conc. actively maintained | 2160 |  |  | 1 | LR | 0.12 | 1.96 x SE |  |  |  | 5 | No damage | [9 empty] | soil | 0 | /inch^2 |  | 100
2013 Decontamition of Soil Contamited with Bacillus Anthracis Spores: Technology Evaluation Report |  | Fumigation | CFU | 100000000 |  |  | 1.8 | in^2 | 0.0011613 | m^2 |  |  | <10% | 180 | mg/L |  |  | <2% | 25 |  | 82 | topsoil | contact time MeBr conc. actively maintained | 2160 |  |  | 6.68 | LR | 0.79 | 1.96 x SE |  |  |  | 5 | No damage | [9 empty] | soil | 0 | /inch^2 |  | 180
2013 Decontamition of Soil Contamited with Bacillus Anthracis Spores: Technology Evaluation Report |  | Fumigation | CFU | 100000000 |  |  | 1.8 | in^2 | 0.0011613 | m^2 |  |  | <10% | 140 | mg/L |  |  | <2% | 25 |  | 82.9 | topsoil | contact time MeBr conc. actively maintained | 2160 |  |  | 3.46 | LR | 0.11 | 1.96 x SE |  |  |  | 5 | No damage | [9 empty] | soil | 0 | /inch^2 |  | 140
2013 Decontamition of Soil Contamited with Bacillus Anthracis Spores: Technology Evaluation Report |  | Fumigation | CFU | 100000000 |  |  | 1.8 | in^2 | 0.0011613 | m^2 |  |  | <10% | 212 | mg/L |  |  | <2% | 25 |  | 76.2 | topsoil | contact time MeBr conc. actively maintained | 1440 |  |  | 3.25 | LR | 0.34 | 1.96 x SE |  |  |  | 5 | No damage | [9 empty] | soil | 0 | /inch^2 |  | 212
2013 Decontamition of Soil Contamited with Bacillus Anthracis Spores: Technology Evaluation Report |  | Fumigation | CFU | 100000000 |  |  | 1.8 | in^2 | 0.0011613 | m^2 |  |  | <10% | 212 | mg/L |  |  | <2% | 25 |  | 79.3 | Arizo test dust | contact time MeBr conc. actively maintained | 2160 |  | ≥ | 7.74 | LR | 7.0000000000000007E-2 | 1.96 x SE |  |  |  | 5 | No damage | [10 empty] | 0 | /inch^2 |  | 212 |  | 0 | 7.74
2013 Decontamition of Soil Contamited with Bacillus Anthracis Spores: Technology Evaluation Report |  | Fumigation | CFU | 100000000 |  |  | 1.8 | in^2 | 0.0011613 | m^2 |  |  | <10% | 212 | mg/L |  |  | <2% | 25 |  | 82.8 | Arizo test dust | contact time MeBr conc. actively maintained | 2160 |  | ≥ | 7.9 | LR | 0.05 | 1.96 x SE |  |  |  | 5 | No damage | [10 empty] | 0 | /inch^2 |  | 212 |  | 0 | 7.9
2013 Decontamition of Soil Contamited with Bacillus Anthracis Spores: Technology Evaluation Report |  | Fumigation | CFU | 100000000 |  |  | 1.8 | in^2 | 0.0011613 | m^2 |  |  | <10% | 212 | mg/L |  |  | <2% | 25 |  | 54.5 | Arizo test dust (dried) | contact time MeBr conc. actively maintained | 2160 |  |  | 7.46 | LR | 0.6 | 1.96 x SE |  |  |  | 5 | No damage | [10 empty] | 0 | /inch^2 |  | 212
2013 Decontamition of Soil Contamited with Bacillus Anthracis Spores: Technology Evaluation Report |  | Fumigation | CFU | 100000000 |  |  | 1.8 | in^2 | 0.0011613 | m^2 |  |  | <10% | 100 | mg/L |  |  | <2% | 25 |  | 76.9 | Arizo test dust | contact time MeBr conc. actively maintained | 2160 |  |  | 2.34 | LR | 0.39 | 1.96 x SE |  |  |  | 5 | No damage | [10 empty] | 0 | /inch^2 |  | 100
2013 Decontamition of Soil Contamited with Bacillus Anthracis Spores: Technology Evaluation Report |  | Fumigation | CFU | 100000000 |  |  | 1.8 | in^2 | 0.0011613 | m^2 |  |  | <10% | 100 | mg/L |  |  | <2% | 25 |  | 85.1 | Arizo test dust | contact time MeBr conc. actively maintained | 2160 |  |  | 1.4 | LR | 0.25 | 1.96 x SE |  |  |  | 5 | No damage | [10 empty] | 0 | /inch^2 |  | 100
2013 Decontamition of Soil Contamited with Bacillus Anthracis Spores: Technology Evaluation Report |  | Fumigation | CFU | 100000000 |  |  | 1.8 | in^2 | 0.0011613 | m^2 |  |  | <10% | 180 | mg/L |  |  | <2% | 25 |  | 82 | Arizo test dust | contact time MeBr conc. actively maintained | 2160 |  |  | 6.26 | LR | 1.29 | 1.96 x SE |  |  |  | 5 | No damage | [10 empty] | 0 | /inch^2 |  | 180
2013 Decontamition of Soil Contamited with Bacillus Anthracis Spores: Technology Evaluation Report |  | Fumigation | CFU | 100000000 |  |  | 1.8 | in^2 | 0.0011613 | m^2 |  |  | <10% | 140 | mg/L |  |  | <2% | 25 |  | 82.9 | Arizo test dust | contact time MeBr conc. actively maintained | 2160 |  |  | 6.19 | LR | 1.56 | 1.96 x SE |  |  |  | 5 | No damage | [10 empty] | 0 | /inch^2 |  | 140
2013 Decontamition of Soil Contamited with Bacillus Anthracis Spores: Technology Evaluation Report |  | Fumigation | CFU | 100000000 |  |  | 1.8 | in^2 | 0.0011613 | m^2 |  |  | <10% | 212 | mg/L |  |  | <2% | 25 |  | 76.2 | Arizo test dust | contact time MeBr conc. actively maintained | 1440 |  |  | 7.17 | LR | 0.86 | 1.96 x SE |  |  |  | 5 | No damage | [10 empty] | 0 | /inch^2 |  | 212
2013 Decontamition of Soil Contamited with Bacillus Anthracis Spores: Technology Evaluation Report |  | Fumigation | CFU | 100000000 |  |  | 1.8 | in^2 | 0.0011613 | m^2 |  |  | <10% | 212 | mg/L |  |  | <2% | 25 |  | 79.3 | topsoil | contact time MeBr conc. actively maintained | 2160 |  |  | 2.13 | LR | 0.06 | 1.96 x SE |  |  |  | 5 | No damage | [9 empty] | soil | 0 | /inch^2 |  | 212
2013 Decontamition of Soil Contamited with Bacillus Anthracis Spores: Technology Evaluation Report |  | Fumigation | CFU | 100000000 |  |  | 1.8 | in^2 | 0.0011613 | m^2 |  |  | <10% | 212 | mg/L |  |  | <2% | 25 |  | 82.8 | topsoil | contact time MeBr conc. actively maintained | 2160 |  |  | 1.46 | LR | 7.0000000000000007E-2 | 1.96 x SE |  |  |  | 5 | No damage | [9 empty] | soil | 0 | /inch^2 |  | 212
2013 Decontamition of Soil Contamited with Bacillus Anthracis Spores: Technology Evaluation Report |  | Fumigation | CFU | 100000000 |  |  | 1.8 | in^2 | 0.0011613 | m^2 |  |  | <10% | 212 | mg/L |  |  | <2% | 25 |  | 54.5 | topsoil (dried) | contact time MeBr conc. actively maintained | 2160 |  |  | 0.78 | LR | 0.06 | 1.96 x SE |  |  |  | 5 | No damage | [10 empty] | 0 | /inch^2 |  | 212
2013 Decontamition of Soil Contamited with Bacillus Anthracis Spores: Technology Evaluation Report |  | Fumigation | CFU | 100000000 |  |  | 1.8 | in^2 | 0.0011613 | m^2 |  |  | <10% | 100 | mg/L |  |  | <2% | 25 |  | 76.9 | topsoil | contact time MeBr conc. actively maintained | 2160 |  |  | 0.32 | LR | 0.15 | 1.96 x SE |  |  |  | 5 | No damage | [9 empty] | soil | 0 | /inch^2 |  | 100
2013 Decontamition of Soil Contamited with Bacillus Anthracis Spores: Technology Evaluation Report |  | Fumigation | CFU | 100000000 |  |  | 1.8 | in^2 | 0.0011613 | m^2 |  |  | <10% | 100 | mg/L |  |  | <2% | 25 |  | 85.1 | topsoil | contact time MeBr conc. actively maintained | 2160 |  |  | 0 | LR | 0 | 1.96 x SE |  |  |  | 5 | No damage | [9 empty] | soil | 0 | /inch^2 |  | 100
2013 Decontamition of Soil Contamited with Bacillus Anthracis Spores: Technology Evaluation Report |  | Fumigation | CFU | 100000000 |  |  | 1.8 | in^2 | 0.0011613 | m^2 |  |  | <10% | 180 | mg/L |  |  | <2% | 25 |  | 82 | topsoil | contact time MeBr conc. actively maintained | 2160 |  |  | 0.88 | LR | 0.09 | 1.96 x SE |  |  |  | 5 | No damage | [9 empty] | soil | 0 | /inch^2 |  | 180
2013 Decontamition of Soil Contamited with Bacillus Anthracis Spores: Technology Evaluation Report |  | Fumigation | CFU | 100000000 |  |  | 1.8 | in^2 | 0.0011613 | m^2 |  |  | <10% | 140 | mg/L |  |  | <2% | 25 |  | 82.9 | topsoil | contact time MeBr conc. actively maintained | 2160 |  |  | 1.69 | LR | 0.15 | 1.96 x SE |  |  |  | 5 | No damage | [9 empty] | soil | 0 | /inch^2 |  | 140
2013 Decontamition of Soil Contamited with Bacillus Anthracis Spores: Technology Evaluation Report |  | Fumigation | CFU | 100000000 |  |  | 1.8 | in^2 | 0.0011613 | m^2 |  |  | <10% | 212 | mg/L |  |  | <2% | 25 |  | 76.2 | topsoil | contact time MeBr conc. actively maintained | 1440 |  |  | 0.67 | LR | 0.19 | 1.96 x SE |  |  |  | 5 | No damage | [9 empty] | soil | 0 | /inch^2 |  | 212
2013 Decontamition of Soil Contamited with Bacillus Anthracis Spores: Technology Evaluation Report |  | Fumigation | CFU | 100000000 |  |  | 1.8 | in^2 | 0.0011613 | m^2 |  |  | <10% | 212 | mg/L |  |  | <2% | 25 |  | 79.3 | Arizo test dust | contact time MeBr conc. actively maintained | 2160 |  |  | 1.47 | LR | 0.06 | 1.96 x SE |  |  |  | 5 | No damage | [10 empty] | 0 | /inch^2 |  | 212
2013 Decontamition of Soil Contamited with Bacillus Anthracis Spores: Technology Evaluation Report |  | Fumigation | CFU | 100000000 |  |  | 1.8 | in^2 | 0.0011613 | m^2 |  |  | <10% | 212 | mg/L |  |  | <2% | 25 |  | 82.8 | Arizo test dust | contact time MeBr conc. actively maintained | 2160 |  |  | 0.54 | LR | 0.06 | 1.96 x SE |  |  |  | 5 | No damage | [10 empty] | 0 | /inch^2 |  | 212
2013 Decontamition of Soil Contamited with Bacillus Anthracis Spores: Technology Evaluation Report |  | Fumigation | CFU | 100000000 |  |  | 1.8 | in^2 | 0.0011613 | m^2 |  |  | <10% | 212 | mg/L |  |  | <2% | 25 |  | 54.5 | Arizo test dust (dried) | contact time MeBr conc. actively maintained | 2160 |  |  | 0.51 | LR | 7.0000000000000007E-2 | 1.96 x SE |  |  |  | 5 | No damage | [10 empty] | 0 | /inch^2 |  | 212
2013 Decontamition of Soil Contamited with Bacillus Anthracis Spores: Technology Evaluation Report |  | Fumigation | CFU | 100000000 |  |  | 1.8 | in^2 | 0.0011613 | m^2 |  |  | <10% | 100 | mg/L |  |  | <2% | 25 |  | 76.9 | Arizo test dust | contact time MeBr conc. actively maintained | 2160 |  |  | 0.06 | LR | 0.08 | 1.96 x SE |  |  |  | 5 | No damage | [10 empty] | 0 | /inch^2 |  | 100
2013 Decontamition of Soil Contamited with Bacillus Anthracis Spores: Technology Evaluation Report |  | Fumigation | CFU | 100000000 |  |  | 1.8 | in^2 | 0.0011613 | m^2 |  |  | <10% | 100 | mg/L |  |  | <2% | 25 |  | 85.1 | Arizo test dust | contact time MeBr conc. actively maintained | 2160 |  |  | 0.27 | LR | 0.19 | 1.96 x SE |  |  |  | 5 | No damage | [10 empty] | 0 | /inch^2 |  | 100
2013 Decontamition of Soil Contamited with Bacillus Anthracis Spores: Technology Evaluation Report |  | Fumigation | CFU | 100000000 |  |  | 1.8 | in^2 | 0.0011613 | m^2 |  |  | <10% | 180 | mg/L |  |  | <2% | 25 |  | 82 | Arizo test dust | contact time MeBr conc. actively maintained | 2160 |  |  | 0.14 | LR | 0.12 | 1.96 x SE |  |  |  | 5 | No damage | [10 empty] | 0 | /inch^2 |  | 180
2013 Decontamition of Soil Contamited with Bacillus Anthracis Spores: Technology Evaluation Report |  | Fumigation | CFU | 100000000 |  |  | 1.8 | in^2 | 0.0011613 | m^2 |  |  | <10% | 140 | mg/L |  |  | <2% | 25 |  | 82.9 | Arizo test dust | contact time MeBr conc. actively maintained | 2160 |  |  | 0.03 | LR | 0.04 | 1.96 x SE |  |  |  | 5 | No damage | [10 empty] | 0 | /inch^2 |  | 140
2013 Decontamition of Soil Contamited with Bacillus Anthracis Spores: Technology Evaluation Report |  | Fumigation | CFU | 100000000 |  |  | 1.8 | in^2 | 0.0011613 | m^2 |  |  | <10% | 212 | mg/L |  |  | <2% | 25 |  | 76.2 | Arizo test dust | contact time MeBr conc. actively maintained | 1440 |  |  | 0 | LR | 0 | 1.96 x SE |  |  |  | 5 | No damage | [10 empty] | 0 | /inch^2 |  | 212
Rogers 2009 Large-scale ictivation of Bacillus anthracis Ames, Vollum, and Sterne spores using vaporous hydrogen peroxide |  | Fumigation | CFU | 100000000 | [9 empty] | 365 | ppm |  |  | 0.3 | 21.7 |  | 90.5 | Glass | variable-condition process | 330 |  | > | 7.7 | LR | [5 empty] | 3 | No damage | [9 empty] | glass |  |  |  |  | 365 | 0 | 7.7
Rogers 2009 Large-scale ictivation of Bacillus anthracis Ames, Vollum, and Sterne spores using vaporous hydrogen peroxide |  | Fumigation | CFU | 100000000 |  |  | 4 | cm^2 | 0.0004 | m^2 |  |  |  | 365 | ppm |  |  | 0.3 | 21.7 |  | 90.5 | Hypalon® Rubber Glove | variable-condition process | 330 |  | > | 7.9 | LR | [5 empty] | 3 | No damage | [11 empty] | /cm^2 |  |  | 365 | 0 | 7.9
Rogers 2009 Large-scale ictivation of Bacillus anthracis Ames, Vollum, and Sterne spores using vaporous hydrogen peroxide |  | Fumigation | CFU | 100000000 |  |  | 9.75 | cm^2 | 0.000975 | m^2 |  |  |  | 365 | ppm |  |  | 0.3 | 21.7 |  | 90.5 | Stainless Steel | variable-condition process | 330 |  | > | 7.9 | LR | [5 empty] | 3 | No damage | [9 empty] | steel |  | /cm^2 |  |  | 365 | 0 | 7.9
Rogers 2009 Large-scale ictivation of Bacillus anthracis Ames, Vollum, and Sterne spores using vaporous hydrogen peroxide |  | Fumigation | CFU | 100000000 | [9 empty] | 365 | ppm |  |  | 0.3 | 21.7 |  | 90.5 | Glass | variable-condition process | 330 |  | > | 8.4 | LR | [5 empty] | 3 | No damage | [9 empty] | glass |  |  |  |  | 365 | 0 | 8.4
Rogers 2009 Large-scale ictivation of Bacillus anthracis Ames, Vollum, and Sterne spores using vaporous hydrogen peroxide |  | Fumigation | CFU | 100000000 |  |  | 4 | cm^2 | 0.0004 | m^2 |  |  |  | 365 | ppm |  |  | 0.3 | 21.7 |  | 90.5 | Hypalon® Rubber Glove | variable-condition process | 330 |  | > | 8.5 | LR | [5 empty] | 3 | No damage | [11 empty] | /cm^2 |  |  | 365 | 0 | 8.5
Rogers 2009 Large-scale ictivation of Bacillus anthracis Ames, Vollum, and Sterne spores using vaporous hydrogen peroxide |  | Fumigation | CFU | 100000000 |  |  | 9.75 | cm^2 | 0.000975 | m^2 |  |  |  | 365 | ppm |  |  | 0.3 | 21.7 |  | 90.5 | Stainless Steel | variable-condition process | 330 |  | > | 8.2 | LR | [5 empty] | 3 | No damage | [9 empty] | steel |  | /cm^2 |  |  | 365 | 0 | 8.2
Rogers 2009 Large-scale ictivation of Bacillus anthracis Ames, Vollum, and Sterne spores using vaporous hydrogen peroxide |  | Fumigation | CFU | 100000000 | [9 empty] | 365 | ppm |  |  | 0.3 | 21.7 |  | 90.5 | Glass | variable-condition process | 330 |  | > | 7.6 | LR | [5 empty] | 3 | No damage | [9 empty] | glass |  |  |  |  | 365 | 0 | 7.6
Rogers 2009 Large-scale ictivation of Bacillus anthracis Ames, Vollum, and Sterne spores using vaporous hydrogen peroxide |  | Fumigation | CFU | 100000000 |  |  | 4 | cm^2 | 0.0004 | m^2 |  |  |  | 365 | ppm |  |  | 0.3 | 21.7 |  | 90.5 | Hypalon® Rubber Glove | variable-condition process | 330 |  | > | 7.8 | LR | [5 empty] | 3 | No damage | [11 empty] | /cm^2 |  |  | 365 | 0 | 7.8
Rogers 2009 Large-scale ictivation of Bacillus anthracis Ames, Vollum, and Sterne spores using vaporous hydrogen peroxide |  | Fumigation | CFU | 100000000 |  |  | 9.75 | cm^2 | 0.000975 | m^2 |  |  |  | 365 | ppm |  |  | 0.3 | 21.7 |  | 90.5 | Stainless Steel | variable-condition process | 330 |  | > | 7.7 | LR | [5 empty] | 3 | No damage | [9 empty] | steel |  | /cm^2 |  |  | 365 | 0 | 7.7
Rogers 2009 Large-scale ictivation of Bacillus anthracis Ames, Vollum, and Sterne spores using vaporous hydrogen peroxide |  | Fumigation | CFU | 100000000 | [9 empty] | 365 | ppm |  |  | 0.3 | 21.7 |  | 90.5 | Biological indicator | variable-condition process | 330 |  |  | 0 | QualPos |  | QualPos |  |  |  | 16 | No damage | [14 empty] | 365 | 0
Pellar 2004 Sporicidal Efficacy of Methyl Bromide in Decontamition of a Porous and a Non-Porous Surface |  | Fumigation | CFU | 100000000 |  |  | 35.1 | mm^2 | 3.51e-05 | m^2 |  |  |  | 50000 | ppm |  |  |  | 37 |  | 50 | carpet | time fumigated | 1440 |  |  | 5.5916 | LR | [5 empty] | 5 | [10 empty] | carpet |  | /mm^2 |  | 194.5
Pellar 2004 Sporicidal Efficacy of Methyl Bromide in Decontamition of a Porous and a Non-Porous Surface |  | Fumigation | CFU | 100000000 |  |  | 169 | mm^2 | 0.000169 | m^2 |  |  |  | 50000 | ppm |  |  |  | 37 |  | 50 | glass | time fumigated | 1440 |  |  | 3.8726 | LR | [5 empty] | 5 | [10 empty] | glass |  | /mm^2 |  | 194.5
Pellar 2004 Sporicidal Efficacy of Methyl Bromide in Decontamition of a Porous and a Non-Porous Surface | 0.5 % fetal bovine serum | Fumigation | CFU | 100000000 |  |  | 35.1 | mm^2 | 3.51e-05 | m^2 |  |  |  | 50000 | ppm |  |  |  | 37 |  | 50 | carpet | time fumigated | 1440 |  |  | 5.7147 | LR | [5 empty] | 5 | [10 empty] | carpet |  | /mm^2 |  | 194.5
Pellar 2004 Sporicidal Efficacy of Methyl Bromide in Decontamition of a Porous and a Non-Porous Surface | 0.5 % fetal bovine serum | Fumigation | CFU | 100000000 |  |  | 169 | mm^2 | 0.000169 | m^2 |  |  |  | 50000 | ppm |  |  |  | 37 |  | 50 | glass | time fumigated | 1440 |  |  | 1.5819 | LR | [5 empty] | 5 | [10 empty] | glass |  | /mm^2 |  | 194.5
Pellar 2004 Sporicidal Efficacy of Methyl Bromide in Decontamition of a Porous and a Non-Porous Surface | 2.5 % fetal bovine serum | Fumigation | CFU | 100000000 |  |  | 35.1 | mm^2 | 3.51e-05 | m^2 |  |  |  | 50000 | ppm |  |  |  | 37 |  | 50 | carpet | time fumigated | 1440 |  |  | 5.5932 | LR | [5 empty] | 5 | [10 empty] | carpet |  | /mm^2 |  | 194.5
Pellar 2004 Sporicidal Efficacy of Methyl Bromide in Decontamition of a Porous and a Non-Porous Surface | 2.5 % fetal bovine serum | Fumigation | CFU | 100000000 |  |  | 169 | mm^2 | 0.000169 | m^2 |  |  |  | 50000 | ppm |  |  |  | 37 |  | 50 | glass | time fumigated | 1440 |  |  | 0.35856 | LR | [5 empty] | 5 | [10 empty] | glass |  | /mm^2 |  | 194.5
Pellar 2004 Sporicidal Efficacy of Methyl Bromide in Decontamition of a Porous and a Non-Porous Surface | 5 % fetal bovine serum | Fumigation | CFU | 100000000 |  |  | 35.1 | mm^2 | 3.51e-05 | m^2 |  |  |  | 50000 | ppm |  |  |  | 37 |  | 50 | carpet | time fumigated | 1440 |  |  | 5.1044 | LR | [5 empty] | 5 | [10 empty] | carpet |  | /mm^2 |  | 194.5
Pellar 2004 Sporicidal Efficacy of Methyl Bromide in Decontamition of a Porous and a Non-Porous Surface | 5 % fetal bovine serum | Fumigation | CFU | 100000000 |  |  | 169 | mm^2 | 0.000169 | m^2 |  |  |  | 50000 | ppm |  |  |  | 37 |  | 50 | glass | time fumigated | 1440 |  |  | 0.13173 | LR | [5 empty] | 5 | [10 empty] | glass |  | /mm^2 |  | 194.5
Pellar 2004 Sporicidal Efficacy of Methyl Bromide in Decontamition of a Porous and a Non-Porous Surface | 0.5 % fetal bovine serum | Fumigation | CFU | 100000000 |  |  | 169 | mm^2 | 0.000169 | m^2 |  |  |  | 5000 | ppm |  |  |  | 30 |  | 50 | glass | time fumigated | 1440 |  |  | 0.24368 | LR | [5 empty] | 5 | [10 empty] | glass |  | /mm^2 |  | 19.45
Pellar 2004 Sporicidal Efficacy of Methyl Bromide in Decontamition of a Porous and a Non-Porous Surface | 0.5 % fetal bovine serum | Fumigation | CFU | 100000000 |  |  | 169 | mm^2 | 0.000169 | m^2 |  |  |  | 5000 | ppm |  |  |  | 30 |  | 50 | glass | time fumigated | 2880 |  |  | 0.82695 | LR | [5 empty] | 5 | [10 empty] | glass |  | /mm^2 |  | 19.45
Pellar 2004 Sporicidal Efficacy of Methyl Bromide in Decontamition of a Porous and a Non-Porous Surface | 0.5 % fetal bovine serum | Fumigation | CFU | 100000000 |  |  | 169 | mm^2 | 0.000169 | m^2 |  |  |  | 5000 | ppm |  |  |  | 37 |  | 50 | glass | time fumigated | 1440 |  |  | 0.62936 | LR | [5 empty] | 5 | [10 empty] | glass |  | /mm^2 |  | 19.45
Pellar 2004 Sporicidal Efficacy of Methyl Bromide in Decontamition of a Porous and a Non-Porous Surface | 0.5 % fetal bovine serum | Fumigation | CFU | 100000000 |  |  | 169 | mm^2 | 0.000169 | m^2 |  |  |  | 5000 | ppm |  |  |  | 37 |  | 50 | glass | time fumigated | 2880 |  |  | 1.233 | LR | [5 empty] | 5 | [10 empty] | glass |  | /mm^2 |  | 19.45
Pellar 2004 Sporicidal Efficacy of Methyl Bromide in Decontamition of a Porous and a Non-Porous Surface | 0.5 % fetal bovine serum | Fumigation | CFU | 100000000 |  |  | 169 | mm^2 | 0.000169 | m^2 |  |  |  | 10000 | ppm |  |  |  | 30 |  | 50 | glass | time fumigated | 1440 |  |  | 0.61071 | LR | [5 empty] | 5 | [10 empty] | glass |  | /mm^2 |  | 38.9
Pellar 2004 Sporicidal Efficacy of Methyl Bromide in Decontamition of a Porous and a Non-Porous Surface | 0.5 % fetal bovine serum | Fumigation | CFU | 100000000 |  |  | 169 | mm^2 | 0.000169 | m^2 |  |  |  | 10000 | ppm |  |  |  | 30 |  | 50 | glass | time fumigated | 2880 |  |  | 1.8513 | LR | [5 empty] | 5 | [10 empty] | glass |  | /mm^2 |  | 38.9
Pellar 2004 Sporicidal Efficacy of Methyl Bromide in Decontamition of a Porous and a Non-Porous Surface | 0.5 % fetal bovine serum | Fumigation | CFU | 100000000 |  |  | 169 | mm^2 | 0.000169 | m^2 |  |  |  | 10000 | ppm |  |  |  | 37 |  | 50 | glass | time fumigated | 1440 |  |  | 1.1299 | LR | [5 empty] | 5 | [10 empty] | glass |  | /mm^2 |  | 38.9
Pellar 2004 Sporicidal Efficacy of Methyl Bromide in Decontamition of a Porous and a Non-Porous Surface | 0.5 % fetal bovine serum | Fumigation | CFU | 100000000 |  |  | 169 | mm^2 | 0.000169 | m^2 |  |  |  | 10000 | ppm |  |  |  | 37 |  | 50 | glass | time fumigated | 2880 |  |  | 1.4558 | LR | [5 empty] | 5 | [10 empty] | glass |  | /mm^2 |  | 38.9
Pellar 2004 Sporicidal Efficacy of Methyl Bromide in Decontamition of a Porous and a Non-Porous Surface | 0.5 % fetal bovine serum | Fumigation | CFU | 100000000 |  |  | 169 | mm^2 | 0.000169 | m^2 |  |  |  | 20000 | ppm |  |  |  | 30 |  | 50 | glass | time fumigated | 1440 |  |  | 1.5324 | LR | [5 empty] | 5 | [10 empty] | glass |  | /mm^2 |  | 77.8
Pellar 2004 Sporicidal Efficacy of Methyl Bromide in Decontamition of a Porous and a Non-Porous Surface | 0.5 % fetal bovine serum | Fumigation | CFU | 100000000 |  |  | 169 | mm^2 | 0.000169 | m^2 |  |  |  | 20000 | ppm |  |  |  | 30 |  | 50 | glass | time fumigated | 2880 |  |  | 2.1877 | LR | [5 empty] | 5 | [10 empty] | glass |  | /mm^2 |  | 77.8
Pellar 2004 Sporicidal Efficacy of Methyl Bromide in Decontamition of a Porous and a Non-Porous Surface | 0.5 % fetal bovine serum | Fumigation | CFU | 100000000 |  |  | 169 | mm^2 | 0.000169 | m^2 |  |  |  | 20000 | ppm |  |  |  | 37 |  | 50 | glass | time fumigated | 1440 |  |  | 1.4251 | LR | [5 empty] | 5 | [10 empty] | glass |  | /mm^2 |  | 77.8
Pellar 2004 Sporicidal Efficacy of Methyl Bromide in Decontamition of a Porous and a Non-Porous Surface | 0.5 % fetal bovine serum | Fumigation | CFU | 100000000 |  |  | 169 | mm^2 | 0.000169 | m^2 |  |  |  | 20000 | ppm |  |  |  | 37 |  | 50 | glass | time fumigated | 2880 |  |  | 1.8745 | LR | [5 empty] | 5 | [10 empty] | glass |  | /mm^2 |  | 77.8
Pellar 2004 Sporicidal Efficacy of Methyl Bromide in Decontamition of a Porous and a Non-Porous Surface | 0.5 % fetal bovine serum | Fumigation | CFU | 100000000 |  |  | 169 | mm^2 | 0.000169 | m^2 |  |  |  | 50000 | ppm |  |  |  | 30 |  | 50 | glass | time fumigated | 1440 |  |  | 2.3412 | LR | [5 empty] | 5 | [10 empty] | glass |  | /mm^2 |  | 194.5
Pellar 2004 Sporicidal Efficacy of Methyl Bromide in Decontamition of a Porous and a Non-Porous Surface | 0.5 % fetal bovine serum | Fumigation | CFU | 100000000 |  |  | 169 | mm^2 | 0.000169 | m^2 |  |  |  | 50000 | ppm |  |  |  | 30 |  | 50 | glass | time fumigated | 2880 |  |  | 2.7087 | LR | [5 empty] | 5 | [10 empty] | glass |  | /mm^2 |  | 194.5
Pellar 2004 Sporicidal Efficacy of Methyl Bromide in Decontamition of a Porous and a Non-Porous Surface | 0.5 % fetal bovine serum | Fumigation | CFU | 100000000 |  |  | 169 | mm^2 | 0.000169 | m^2 |  |  |  | 50000 | ppm |  |  |  | 37 |  | 50 | glass | time fumigated | 1440 |  |  | 2.1516 | LR | [5 empty] | 5 | [10 empty] | glass |  | /mm^2 |  | 194.5
Pellar 2004 Sporicidal Efficacy of Methyl Bromide in Decontamition of a Porous and a Non-Porous Surface | 0.5 % fetal bovine serum | Fumigation | CFU | 100000000 |  |  | 169 | mm^2 | 0.000169 | m^2 |  |  |  | 50000 | ppm |  |  |  | 37 |  | 50 | glass | time fumigated | 2880 |  |  | 2.2724 | LR | [5 empty] | 5 | [10 empty] | glass |  | /mm^2 |  | 194.5
Pellar 2004 Sporicidal Efficacy of Methyl Bromide in Decontamition of a Porous and a Non-Porous Surface | 0.5 % fetal bovine serum | Fumigation | CFU | 100000000 |  |  | 35.1 | mm^2 | 3.51e-05 | m^2 |  |  |  | 5000 | ppm |  |  |  | 30 |  | 50 | carpet | time fumigated | 1440 |  |  | 0.20792 | LR | [5 empty] | 5 | [10 empty] | carpet |  | /mm^2 |  | 19.45
Pellar 2004 Sporicidal Efficacy of Methyl Bromide in Decontamition of a Porous and a Non-Porous Surface | 0.5 % fetal bovine serum | Fumigation | CFU | 100000000 |  |  | 35.1 | mm^2 | 3.51e-05 | m^2 |  |  |  | 5000 | ppm |  |  |  | 30 |  | 50 | carpet | time fumigated | 2880 |  |  | 0.92409 | LR | [5 empty] | 5 | [10 empty] | carpet |  | /mm^2 |  | 19.45
Pellar 2004 Sporicidal Efficacy of Methyl Bromide in Decontamition of a Porous and a Non-Porous Surface | 0.5 % fetal bovine serum | Fumigation | CFU | 100000000 |  |  | 35.1 | mm^2 | 3.51e-05 | m^2 |  |  |  | 5000 | ppm |  |  |  | 37 |  | 50 | carpet | time fumigated | 1440 |  |  | 0.53135 | LR | [5 empty] | 5 | [10 empty] | carpet |  | /mm^2 |  | 19.45
Pellar 2004 Sporicidal Efficacy of Methyl Bromide in Decontamition of a Porous and a Non-Porous Surface | 0.5 % fetal bovine serum | Fumigation | CFU | 100000000 |  |  | 35.1 | mm^2 | 3.51e-05 | m^2 |  |  |  | 5000 | ppm |  |  |  | 37 |  | 50 | carpet | time fumigated | 2880 |  |  | 1.7096 | LR | [5 empty] | 5 | [10 empty] | carpet |  | /mm^2 |  | 19.45
Pellar 2004 Sporicidal Efficacy of Methyl Bromide in Decontamition of a Porous and a Non-Porous Surface | 0.5 % fetal bovine serum | Fumigation | CFU | 100000000 |  |  | 35.1 | mm^2 | 3.51e-05 | m^2 |  |  |  | 10000 | ppm |  |  |  | 30 |  | 50 | carpet | time fumigated | 1440 |  |  | 0.55446 | LR | [5 empty] | 5 | [10 empty] | carpet |  | /mm^2 |  | 38.9
Pellar 2004 Sporicidal Efficacy of Methyl Bromide in Decontamition of a Porous and a Non-Porous Surface | 0.5 % fetal bovine serum | Fumigation | CFU | 100000000 |  |  | 35.1 | mm^2 | 3.51e-05 | m^2 |  |  |  | 10000 | ppm |  |  |  | 30 |  | 50 | carpet | time fumigated | 2880 |  |  | 2.4719 | LR | [5 empty] | 5 | [10 empty] | carpet |  | /mm^2 |  | 38.9
Pellar 2004 Sporicidal Efficacy of Methyl Bromide in Decontamition of a Porous and a Non-Porous Surface | 0.5 % fetal bovine serum | Fumigation | CFU | 100000000 |  |  | 35.1 | mm^2 | 3.51e-05 | m^2 |  |  |  | 10000 | ppm |  |  |  | 37 |  | 50 | carpet | time fumigated | 1440 |  |  | 1.7327 | LR | [5 empty] | 5 | [10 empty] | carpet |  | /mm^2 |  | 38.9
Pellar 2004 Sporicidal Efficacy of Methyl Bromide in Decontamition of a Porous and a Non-Porous Surface | 0.5 % fetal bovine serum | Fumigation | CFU | 100000000 |  |  | 35.1 | mm^2 | 3.51e-05 | m^2 |  |  |  | 10000 | ppm |  |  |  | 37 |  | 50 | carpet | time fumigated | 2880 |  |  | 3.9043 | LR | [5 empty] | 5 | [10 empty] | carpet |  | /mm^2 |  | 38.9
Pellar 2004 Sporicidal Efficacy of Methyl Bromide in Decontamition of a Porous and a Non-Porous Surface | 0.5 % fetal bovine serum | Fumigation | CFU | 100000000 |  |  | 35.1 | mm^2 | 3.51e-05 | m^2 |  |  |  | 20000 | ppm |  |  |  | 30 |  | 50 | carpet | time fumigated | 1440 |  |  | 2.2178 | LR | [5 empty] | 5 | [10 empty] | carpet |  | /mm^2 |  | 77.8
Pellar 2004 Sporicidal Efficacy of Methyl Bromide in Decontamition of a Porous and a Non-Porous Surface | 0.5 % fetal bovine serum | Fumigation | CFU | 100000000 |  |  | 35.1 | mm^2 | 3.51e-05 | m^2 |  |  |  | 20000 | ppm |  |  |  | 30 |  | 50 | carpet | time fumigated | 2880 |  |  | 5.0594 | LR | [5 empty] | 5 | [10 empty] | carpet |  | /mm^2 |  | 77.8
Pellar 2004 Sporicidal Efficacy of Methyl Bromide in Decontamition of a Porous and a Non-Porous Surface | 0.5 % fetal bovine serum | Fumigation | CFU | 100000000 |  |  | 35.1 | mm^2 | 3.51e-05 | m^2 |  |  |  | 20000 | ppm |  |  |  | 37 |  | 50 | carpet | time fumigated | 1440 |  |  | 2.1947 | LR | [5 empty] | 5 | [10 empty] | carpet |  | /mm^2 |  | 77.8
Pellar 2004 Sporicidal Efficacy of Methyl Bromide in Decontamition of a Porous and a Non-Porous Surface | 0.5 % fetal bovine serum | Fumigation | CFU | 100000000 |  |  | 35.1 | mm^2 | 3.51e-05 | m^2 |  |  |  | 20000 | ppm |  |  |  | 37 |  | 50 | carpet | time fumigated | 2880 |  |  | 5.0363 | LR | [5 empty] | 5 | [10 empty] | carpet |  | /mm^2 |  | 77.8
Pellar 2004 Sporicidal Efficacy of Methyl Bromide in Decontamition of a Porous and a Non-Porous Surface | 0.5 % fetal bovine serum | Fumigation | CFU | 100000000 |  |  | 35.1 | mm^2 | 3.51e-05 | m^2 |  |  |  | 50000 | ppm |  |  |  | 30 |  | 50 | carpet | time fumigated | 1440 |  |  | 4.8053 | LR | [5 empty] | 5 | [10 empty] | carpet |  | /mm^2 |  | 194.5
Pellar 2004 Sporicidal Efficacy of Methyl Bromide in Decontamition of a Porous and a Non-Porous Surface | 0.5 % fetal bovine serum | Fumigation | CFU | 100000000 |  |  | 35.1 | mm^2 | 3.51e-05 | m^2 |  |  |  | 50000 | ppm |  |  |  | 30 |  | 50 | carpet | time fumigated | 2880 |  |  | 6.1221 | LR | [5 empty] | 5 | [10 empty] | carpet |  | /mm^2 |  | 194.5
Pellar 2004 Sporicidal Efficacy of Methyl Bromide in Decontamition of a Porous and a Non-Porous Surface | 0.5 % fetal bovine serum | Fumigation | CFU | 100000000 |  |  | 35.1 | mm^2 | 3.51e-05 | m^2 |  |  |  | 50000 | ppm |  |  |  | 37 |  | 50 | carpet | time fumigated | 1440 |  |  | 5.2442 | LR | [5 empty] | 5 | [10 empty] | carpet |  | /mm^2 |  | 194.5
Pellar 2004 Sporicidal Efficacy of Methyl Bromide in Decontamition of a Porous and a Non-Porous Surface | 0.5 % fetal bovine serum | Fumigation | CFU | 100000000 |  |  | 35.1 | mm^2 | 3.51e-05 | m^2 |  |  |  | 50000 | ppm |  |  |  | 37 |  | 50 | carpet | time fumigated | 2880 |  |  | 6.2145 | LR | [5 empty] | 5 | [10 empty] | carpet |  | /mm^2 |  | 194.5
Stubblefield 2015 Potential Biodefense Model Applications For Portable Chlorine Dioxide Gas Production |  | Fumigation | CFU | 100000000 |  |  | 25 | cm^2 | 0.0025 | m^2 |  |  |  | 1110 | maximum ppm |  |  |  | 22 |  | 50 | swine skin | variable-condition process | 120 |  |  | 3.91 | LR | [18 empty] | /cm^2 | 1110
Stubblefield 2015 Potential Biodefense Model Applications For Portable Chlorine Dioxide Gas Production |  | Fumigation | CFU | 100000000 |  |  | 25 | cm^2 | 0.0025 | m^2 |  |  |  | 2760 | maximum ppm |  |  |  | 22 |  | 50 | swine skin | variable-condition process | 120 |  |  | 5.45 | LR | [18 empty] | /cm^2 | 2760
Stubblefield 2015 Potential Biodefense Model Applications For Portable Chlorine Dioxide Gas Production |  | Fumigation | CFU | 100000000 |  |  | 25 | cm^2 | 0.0025 | m^2 |  |  |  | 3035 | maximum ppm |  |  |  | 22 |  | 50 | swine skin | variable-condition process | 240 |  | > | 6.94 | LR | [18 empty] | /cm^2 | 3035 |  |  | 0 | 6.94
Stubblefield 2015 Potential Biodefense Model Applications For Portable Chlorine Dioxide Gas Production |  | Fumigation | CFU | 100000000 |  |  | 25 | cm^2 | 0.0025 | m^2 |  |  |  | 560 | maximum ppm |  |  |  | 22 |  | 50 | swine skin | variable-condition process | 360 |  |  | 5.23 | LR | [18 empty] | /cm^2 | 560
Stubblefield 2015 Potential Biodefense Model Applications For Portable Chlorine Dioxide Gas Production |  | Fumigation | CFU | 100000000 |  |  | 25 | cm^2 | 0.0025 | m^2 |  |  |  | 1450 | maximum ppm |  |  |  | 22 |  | 50 | swine skin | variable-condition process | 360 |  |  | 7.03 | LR | [18 empty] | /cm^2 | 1450
Stubblefield 2015 Potential Biodefense Model Applications For Portable Chlorine Dioxide Gas Production |  | Fumigation | CFU | 100000000 |  |  | 25 | cm^2 | 0.0025 | m^2 |  |  |  | 3070 | maximum ppm |  |  |  | 22 |  | 50 | swine skin | variable-condition process | 360 |  | > | 7.31 | LR | [18 empty] | /cm^2 | 3070 |  |  | 0 | 7.31
Stubblefield 2015 Potential Biodefense Model Applications For Portable Chlorine Dioxide Gas Production |  | Fumigation | CFU | 100000000 | [9 empty] | 1110 | maximum ppm |  |  |  | 22 |  | 50 | biological indicator | variable-condition process | 120 |  |  | 0 | QualPos | [19 empty] | 1110 |  |  | 0
Stubblefield 2015 Potential Biodefense Model Applications For Portable Chlorine Dioxide Gas Production |  | Fumigation | CFU | 100000000 | [9 empty] | 2760 | maximum ppm |  |  |  | 22 |  | 50 | biological indicator | variable-condition process | 120 |  |  | 0 | QualPos | [19 empty] | 2760 |  |  | 0
Stubblefield 2015 Potential Biodefense Model Applications For Portable Chlorine Dioxide Gas Production |  | Fumigation | CFU | 100000000 | [9 empty] | 3035 | maximum ppm |  |  |  | 22 |  | 50 | biological indicator | variable-condition process | 240 |  |  | 0 | QualPos | [19 empty] | 3035 |  |  | 0
Stubblefield 2015 Potential Biodefense Model Applications For Portable Chlorine Dioxide Gas Production |  | Fumigation | CFU | 100000000 | [9 empty] | 560 | maximum ppm |  |  |  | 22 |  | 50 | biological indicator | variable-condition process | 360 |  |  | 0 | QualPos | [19 empty] | 560 |  |  | 0
Stubblefield 2015 Potential Biodefense Model Applications For Portable Chlorine Dioxide Gas Production |  | Fumigation | CFU | 100000000 | [9 empty] | 1450 | maximum ppm |  |  |  | 22 |  | 50 | biological indicator | variable-condition process | 360 |  |  | 0 | QualPos | [19 empty] | 1450 |  |  | 0
Stubblefield 2015 Potential Biodefense Model Applications For Portable Chlorine Dioxide Gas Production |  | Fumigation | CFU | 100000000 | [9 empty] | 3070 | maximum ppm |  |  |  | 22 |  | 50 | biological indicator | variable-condition process | 360 |  |  | 0 | QualPos | [19 empty] | 3070 |  |  | 0
Stubblefield 2015 Potential Biodefense Model Applications For Portable Chlorine Dioxide Gas Production |  | Fumigation | CFU | 100000000 | [9 empty] | 1110 | maximum ppm |  |  |  | 22 |  | 50 | biological indicator | variable-condition process | 120 |  | ≥ | 1 | QualPos | [19 empty] | 1110 |  |  | 1
Stubblefield 2015 Potential Biodefense Model Applications For Portable Chlorine Dioxide Gas Production |  | Fumigation | CFU | 100000000 | [9 empty] | 2760 | maximum ppm |  |  |  | 22 |  | 50 | biological indicator | variable-condition process | 120 |  | ≥ | 1 | QualPos | [19 empty] | 2760 |  |  | 1
Stubblefield 2015 Potential Biodefense Model Applications For Portable Chlorine Dioxide Gas Production |  | Fumigation | CFU | 100000000 | [9 empty] | 3035 | maximum ppm |  |  |  | 22 |  | 50 | biological indicator | variable-condition process | 240 |  |  | 0 | QualPos | [19 empty] | 3035 |  |  | 0
Stubblefield 2015 Potential Biodefense Model Applications For Portable Chlorine Dioxide Gas Production |  | Fumigation | CFU | 100000000 | [9 empty] | 560 | maximum ppm |  |  |  | 22 |  | 50 | biological indicator | variable-condition process | 360 |  | ≥ | 1 | QualPos | [19 empty] | 560 |  |  | 1
Stubblefield 2015 Potential Biodefense Model Applications For Portable Chlorine Dioxide Gas Production |  | Fumigation | CFU | 100000000 | [9 empty] | 1450 | maximum ppm |  |  |  | 22 |  | 50 | biological indicator | variable-condition process | 360 |  |  | 0 | QualPos | [19 empty] | 1450 |  |  | 0
Stubblefield 2015 Potential Biodefense Model Applications For Portable Chlorine Dioxide Gas Production |  | Fumigation | CFU | 100000000 | [9 empty] | 3070 | maximum ppm |  |  |  | 22 |  | 50 | biological indicator | variable-condition process | 360 |  |  | 0 | QualPos | [19 empty] | 3070 |  |  | 0
Wood 2010 Evaluation Of Sulfuryl Fluoride And Ozone Fumigation Technologies To Ictivate Bacillus Anthracis Spores. |  | Fumigation | CFU | 100000000 |  |  | 14.25 | cm^2 | 0.001425 | m^2 | combined |  |  | 400 | g/m^3 |  |  |  | 22 |  | 40 | Glass |  | 1440 |  |  | 0.69 | LR | 0.12 | 1.96 x SE |  |  |  | 5 | No damage | [9 empty] | glass |  | /cm^2
Wood 2010 Evaluation Of Sulfuryl Fluoride And Ozone Fumigation Technologies To Ictivate Bacillus Anthracis Spores. |  | Fumigation | CFU | 100000000 |  |  | 14.25 | cm^2 | 0.001425 | m^2 | combined |  |  | 400 | g/m^3 |  |  |  | 22 |  | 40 | treated wood |  | 1440 |  |  | 0.82 | LR | 0.27 | 1.96 x SE |  |  |  | 5 | No damage | [9 empty] | wood |  | /cm^2
Wood 2010 Evaluation Of Sulfuryl Fluoride And Ozone Fumigation Technologies To Ictivate Bacillus Anthracis Spores. |  | Fumigation | CFU | 100000000 |  |  | 14.25 | cm^2 | 0.001425 | m^2 | combined |  |  | 400 | g/m^3 |  |  |  | 22 |  | 40 | Glass |  | 2880 |  |  | 1.22 | LR | 0.09 | 1.96 x SE |  |  |  | 5 | No damage | [9 empty] | glass |  | /cm^2
Wood 2010 Evaluation Of Sulfuryl Fluoride And Ozone Fumigation Technologies To Ictivate Bacillus Anthracis Spores. |  | Fumigation | CFU | 100000000 |  |  | 14.25 | cm^2 | 0.001425 | m^2 | combined |  |  | 400 | g/m^3 |  |  |  | 22 |  | 40 | treated wood |  | 2880 |  |  | 0.89 | LR | 0.12 | 1.96 x SE |  |  |  | 5 | No damage | [9 empty] | wood |  | /cm^2
Wood 2010 Evaluation Of Sulfuryl Fluoride And Ozone Fumigation Technologies To Ictivate Bacillus Anthracis Spores. |  | Fumigation | CFU | 100000000 |  |  | 14.25 | cm^2 | 0.001425 | m^2 | combined |  |  | 400 | g/m^3 |  |  |  | 22 |  | 40 | Glass |  | 4320 |  |  | 0.99 | LR | 0.08 | 1.96 x SE |  |  |  | 5 | No damage | [9 empty] | glass |  | /cm^2
Wood 2010 Evaluation Of Sulfuryl Fluoride And Ozone Fumigation Technologies To Ictivate Bacillus Anthracis Spores. |  | Fumigation | CFU | 100000000 |  |  | 14.25 | cm^2 | 0.001425 | m^2 | combined |  |  | 400 | g/m^3 |  |  |  | 22 |  | 40 | treated wood |  | 4320 |  |  | 1.03 | LR | 0.13 | 1.96 x SE |  |  |  | 5 | No damage | [9 empty] | wood |  | /cm^2
Wood 2010 Evaluation Of Sulfuryl Fluoride And Ozone Fumigation Technologies To Ictivate Bacillus Anthracis Spores. |  | Fumigation | CFU | 100000000 |  |  | 14.25 | cm^2 | 0.001425 | m^2 | combined |  |  | 400 | g/m^3 |  |  |  | 22 |  | 75 | Glass |  | 1440 |  |  | 0.91 | LR | 0.31 | 1.96 x SE |  |  |  | 5 | No damage | [9 empty] | glass |  | /cm^2
Wood 2010 Evaluation Of Sulfuryl Fluoride And Ozone Fumigation Technologies To Ictivate Bacillus Anthracis Spores. |  | Fumigation | CFU | 100000000 |  |  | 14.25 | cm^2 | 0.001425 | m^2 | combined |  |  | 400 | g/m^3 |  |  |  | 22 |  | 75 | treated wood |  | 1440 |  |  | 0.43 | LR | 0.22 | 1.96 x SE |  |  |  | 5 | No damage | [9 empty] | wood |  | /cm^2
Wood 2010 Evaluation Of Sulfuryl Fluoride And Ozone Fumigation Technologies To Ictivate Bacillus Anthracis Spores. |  | Fumigation | CFU | 100000000 |  |  | 14.25 | cm^2 | 0.001425 | m^2 | combined |  |  | 400 | g/m^3 |  |  |  | 22 |  | 75 | Glass |  | 2880 |  |  | 0.78 | LR | 0.19 | 1.96 x SE |  |  |  | 5 | No damage | [9 empty] | glass |  | /cm^2
Wood 2010 Evaluation Of Sulfuryl Fluoride And Ozone Fumigation Technologies To Ictivate Bacillus Anthracis Spores. |  | Fumigation | CFU | 100000000 |  |  | 14.25 | cm^2 | 0.001425 | m^2 | combined |  |  | 400 | g/m^3 |  |  |  | 22 |  | 75 | treated wood |  | 2880 |  |  | 1.06 | LR | 0.14 | 1.96 x SE |  |  |  | 5 | No damage | [9 empty] | wood |  | /cm^2
Wood 2010 Evaluation Of Sulfuryl Fluoride And Ozone Fumigation Technologies To Ictivate Bacillus Anthracis Spores. |  | Fumigation | CFU | 100000000 |  |  | 14.25 | cm^2 | 0.001425 | m^2 | combined |  |  | 400 | g/m^3 |  |  |  | 22 |  | 75 | Glass |  | 4320 |  |  | 1.1 | LR | 0.12 | 1.96 x SE |  |  |  | 5 | No damage | [9 empty] | glass |  | /cm^2
Wood 2010 Evaluation Of Sulfuryl Fluoride And Ozone Fumigation Technologies To Ictivate Bacillus Anthracis Spores. |  | Fumigation | CFU | 100000000 |  |  | 14.25 | cm^2 | 0.001425 | m^2 | combined |  |  | 400 | g/m^3 |  |  |  | 22 |  | 75 | treated wood |  | 4320 |  |  | 0.76 | LR | 0.25 | 1.96 x SE |  |  |  | 5 | No damage | [9 empty] | wood |  | /cm^2
Wood 2010 Evaluation Of Sulfuryl Fluoride And Ozone Fumigation Technologies To Ictivate Bacillus Anthracis Spores. |  | Fumigation | CFU | 100000000 |  |  | 14.25 | cm^2 | 0.001425 | m^2 | combined |  |  | 9000 | ppmv |  |  |  | 22 |  | 75 | Glass |  | 240 |  |  | 1.76 | LR | 0.42 | 1.96 x SE |  |  |  | 5 | No damage | [9 empty] | glass |  | /cm^2
Wood 2010 Evaluation Of Sulfuryl Fluoride And Ozone Fumigation Technologies To Ictivate Bacillus Anthracis Spores. |  | Fumigation | CFU | 100000000 |  |  | 14.25 | cm^2 | 0.001425 | m^2 | combined |  |  | 9000 | ppmv |  |  |  | 22 |  | 75 | treated wood |  | 240 |  |  | 4.4 | LR | 0.7 | 1.96 x SE |  |  |  | 5 | No damage | [9 empty] | wood |  | /cm^2
Wood 2010 Evaluation Of Sulfuryl Fluoride And Ozone Fumigation Technologies To Ictivate Bacillus Anthracis Spores. |  | Fumigation | CFU | 100000000 |  |  | 14.25 | cm^2 | 0.001425 | m^2 | combined |  |  | 9000 | ppmv |  |  |  | 22 |  | 75 | Glass |  | 360 |  |  | 2.24 | LR | 0.3 | 1.96 x SE |  |  |  | 5 | No damage | [9 empty] | glass |  | /cm^2
Wood 2010 Evaluation Of Sulfuryl Fluoride And Ozone Fumigation Technologies To Ictivate Bacillus Anthracis Spores. |  | Fumigation | CFU | 100000000 |  |  | 14.25 | cm^2 | 0.001425 | m^2 | combined |  |  | 9000 | ppmv |  |  |  | 22 |  | 75 | treated wood |  | 360 |  |  | 4.75 | LR | 0.52 | 1.96 x SE |  |  |  | 5 | No damage | [9 empty] | wood |  | /cm^2
Wood 2010 Evaluation Of Sulfuryl Fluoride And Ozone Fumigation Technologies To Ictivate Bacillus Anthracis Spores. |  | Fumigation | CFU | 100000000 |  |  | 14.25 | cm^2 | 0.001425 | m^2 | combined |  |  | 9000 | ppmv |  |  |  | 22 |  | 75 | Glass |  | 480 |  |  | 3.62 | LR | 0.89 | 1.96 x SE |  |  |  | 5 | No damage | [9 empty] | glass |  | /cm^2
Wood 2010 Evaluation Of Sulfuryl Fluoride And Ozone Fumigation Technologies To Ictivate Bacillus Anthracis Spores. |  | Fumigation | CFU | 100000000 |  |  | 14.25 | cm^2 | 0.001425 | m^2 | combined |  |  | 9000 | ppmv |  |  |  | 22 |  | 75 | treated wood |  | 480 |  | ≥ | 7.71 | LR | 0.3 | 1.96 x SE |  |  |  | 5 | No damage | [9 empty] | wood |  | /cm^2 |  |  |  | 0 | 7.71
Wood 2010 Evaluation Of Sulfuryl Fluoride And Ozone Fumigation Technologies To Ictivate Bacillus Anthracis Spores. |  | Fumigation | CFU | 100000000 |  |  | 14.25 | cm^2 | 0.001425 | m^2 | combined |  |  | 9000 | ppmv |  |  |  | 22 |  | 85 | Glass |  | 240 |  | ≥ | 7.68 | LR | 0.09 | 1.96 x SE |  |  |  | 5 | No damage | [9 empty] | glass |  | /cm^2 |  |  |  | 0 | 7.68
Wood 2010 Evaluation Of Sulfuryl Fluoride And Ozone Fumigation Technologies To Ictivate Bacillus Anthracis Spores. |  | Fumigation | CFU | 100000000 |  |  | 14.25 | cm^2 | 0.001425 | m^2 | combined |  |  | 9000 | ppmv |  |  |  | 22 |  | 85 | treated wood |  | 240 |  | ≥ | 6.44 | LR | 0.13 | 1.96 x SE |  |  |  | 5 | No damage | [9 empty] | wood |  | /cm^2 |  |  |  | 0 | 6.44
Wood 2010 Evaluation Of Sulfuryl Fluoride And Ozone Fumigation Technologies To Ictivate Bacillus Anthracis Spores. |  | Fumigation | CFU | 100000000 |  |  | 14.25 | cm^2 | 0.001425 | m^2 | combined |  |  | 9000 | ppmv |  |  |  | 22 |  | 85 | Glass |  | 360 |  | ≥ | 7.68 | LR | 0.09 | 1.96 x SE |  |  |  | 5 | No damage | [9 empty] | glass |  | /cm^2 |  |  |  | 0 | 7.68
Wood 2010 Evaluation Of Sulfuryl Fluoride And Ozone Fumigation Technologies To Ictivate Bacillus Anthracis Spores. |  | Fumigation | CFU | 100000000 |  |  | 14.25 | cm^2 | 0.001425 | m^2 | combined |  |  | 9000 | ppmv |  |  |  | 22 |  | 85 | treated wood |  | 360 |  | ≥ | 6.44 | LR | 0.13 | 1.96 x SE |  |  |  | 5 | No damage | [9 empty] | wood |  | /cm^2 |  |  |  | 0 | 6.44
Wood 2010 Evaluation Of Sulfuryl Fluoride And Ozone Fumigation Technologies To Ictivate Bacillus Anthracis Spores. |  | Fumigation | CFU | 100000000 |  |  | 14.25 | cm^2 | 0.001425 | m^2 | combined |  |  | 9000 | ppmv |  |  |  | 22 |  | 85 | Glass |  | 480 |  | ≥ | 7.68 | LR | 0.09 | 1.96 x SE |  |  |  | 5 | No damage | [9 empty] | glass |  | /cm^2 |  |  |  | 0 | 7.68
Wood 2010 Evaluation Of Sulfuryl Fluoride And Ozone Fumigation Technologies To Ictivate Bacillus Anthracis Spores. |  | Fumigation | CFU | 100000000 |  |  | 14.25 | cm^2 | 0.001425 | m^2 | combined |  |  | 9000 | ppmv |  |  |  | 22 |  | 85 | treated wood |  | 480 |  | ≥ | 6.44 | LR | 0.13 | 1.96 x SE |  |  |  | 5 | No damage | [9 empty] | wood |  | /cm^2 |  |  |  | 0 | 6.44
USEPA 2006 Evaluation of Sporicidal Decontamition Technology: Sabre Technical Services Chlorine Dioxide Gas Generator |  | Fumigation | CFU | 100000000 |  |  | 14.25 | cm^2 | 0.001425 | m^2 |  |  |  | 3000 | ppm |  |  |  | 28.5 |  | 70 | Industrial-Grade Carpet | steady-state conditions | 180 |  | ≥ | 7.72 | LR | [5 empty] | 3 | bleaching | [9 empty] | carpet |  | /cm^2 | 3000 |  |  | 0 | 7.72
USEPA 2006 Evaluation of Sporicidal Decontamition Technology: Sabre Technical Services Chlorine Dioxide Gas Generator |  | Fumigation | CFU | 100000000 |  |  | 14.25 | cm^2 | 0.001425 | m^2 |  |  |  | 3000 | ppm |  |  |  | 28.5 |  | 70 | Bare Wood | steady-state conditions | 180 |  | ≥ | 7.14 | LR | [5 empty] | 3 | [10 empty] | bare wood |  | /cm^2 | 3000 |  |  | 0 | 7.14
USEPA 2006 Evaluation of Sporicidal Decontamition Technology: Sabre Technical Services Chlorine Dioxide Gas Generator |  | Fumigation | CFU | 100000000 |  |  | 14.25 | cm^2 | 0.001425 | m^2 |  |  |  | 3000 | ppm |  |  |  | 28.5 |  | 70 | Glass | steady-state conditions | 180 |  | ≥ | 7.75 | LR | [5 empty] | 3 | [10 empty] | glass |  | /cm^2 | 3000 |  |  | 0 | 7.75
USEPA 2006 Evaluation of Sporicidal Decontamition Technology: Sabre Technical Services Chlorine Dioxide Gas Generator |  | Fumigation | CFU | 100000000 |  |  | 14.25 | cm^2 | 0.001425 | m^2 |  |  |  | 3000 | ppm |  |  |  | 28.5 |  | 70 | Decorative Lamite | steady-state conditions | 180 |  | ≥ | 7.89 | LR | [5 empty] | 3 | [10 empty] | lamite |  | /cm^2 | 3000 |  |  | 0 | 7.89
USEPA 2006 Evaluation of Sporicidal Decontamition Technology: Sabre Technical Services Chlorine Dioxide Gas Generator |  | Fumigation | CFU | 100000000 |  |  | 14.25 | cm^2 | 0.001425 | m^2 |  |  |  | 3000 | ppm |  |  |  | 28.5 |  | 70 | Galvanized Metal Ductwork | steady-state conditions | 180 |  | ≥ | 7.84 | LR | [5 empty] | 3 | [10 empty] | steel |  | /cm^2 | 3000 |  |  | 0 | 7.84
USEPA 2006 Evaluation of Sporicidal Decontamition Technology: Sabre Technical Services Chlorine Dioxide Gas Generator |  | Fumigation | CFU | 100000000 |  |  | 14.25 | cm^2 | 0.001425 | m^2 |  |  |  | 3000 | ppm |  |  |  | 28.5 |  | 70 | Painted Wallboard Paper | steady-state conditions | 180 |  | ≥ | 7.62 | LR | [5 empty] | 3 | [10 empty] | wallboard |  | /cm^2 | 3000 |  |  | 0 | 7.62
USEPA 2006 Evaluation of Sporicidal Decontamition Technology: Sabre Technical Services Chlorine Dioxide Gas Generator |  | Fumigation | CFU | 100000000 |  |  | 14.25 | cm^2 | 0.001425 | m^2 |  |  |  | 3000 | ppm |  |  |  | 28.5 |  | 70 | Painted Concrete | steady-state conditions | 180 |  | ≥ | 7.77 | LR | [5 empty] | 3 | [10 empty] | painted concrete |  | /cm^2 | 3000 |  |  | 0 | 7.77
USEPA 2006 Evaluation of Sporicidal Decontamition Technology: Sabre Technical Services Chlorine Dioxide Gas Generator |  | Fumigation | CFU | 100000000 |  |  | 14.25 | cm^2 | 0.001425 | m^2 |  |  |  | 3000 | ppm |  |  |  | 28.5 |  | 70 | Industrial-Grade Carpet | steady-state conditions | 180 |  | ≥ | 6.91 | LR | [5 empty] | 3 | bleaching | [9 empty] | carpet |  | /cm^2 | 3000 |  |  | 0 | 6.91
USEPA 2006 Evaluation of Sporicidal Decontamition Technology: Sabre Technical Services Chlorine Dioxide Gas Generator |  | Fumigation | CFU | 100000000 |  |  | 14.25 | cm^2 | 0.001425 | m^2 |  |  |  | 3000 | ppm |  |  |  | 28.5 |  | 70 | Bare Wood | steady-state conditions | 180 |  | ≥ | 6.77 | LR | [5 empty] | 3 | [10 empty] | bare wood |  | /cm^2 | 3000 |  |  | 0 | 6.77
USEPA 2006 Evaluation of Sporicidal Decontamition Technology: Sabre Technical Services Chlorine Dioxide Gas Generator |  | Fumigation | CFU | 100000000 |  |  | 14.25 | cm^2 | 0.001425 | m^2 |  |  |  | 3000 | ppm |  |  |  | 28.5 |  | 70 | Glass | steady-state conditions | 180 |  | ≥ | 7.13 | LR | [5 empty] | 3 | [10 empty] | glass |  | /cm^2 | 3000 |  |  | 0 | 7.13
USEPA 2006 Evaluation of Sporicidal Decontamition Technology: Sabre Technical Services Chlorine Dioxide Gas Generator |  | Fumigation | CFU | 100000000 |  |  | 14.25 | cm^2 | 0.001425 | m^2 |  |  |  | 3000 | ppm |  |  |  | 28.5 |  | 70 | Decorative Lamite | steady-state conditions | 180 |  | ≥ | 7.39 | LR | [5 empty] | 3 | [10 empty] | lamite |  | /cm^2 | 3000 |  |  | 0 | 7.39
USEPA 2006 Evaluation of Sporicidal Decontamition Technology: Sabre Technical Services Chlorine Dioxide Gas Generator |  | Fumigation | CFU | 100000000 |  |  | 14.25 | cm^2 | 0.001425 | m^2 |  |  |  | 3000 | ppm |  |  |  | 28.5 |  | 70 | Galvanized Metal Ductwork | steady-state conditions | 180 |  | ≥ | 7.08 | LR | [5 empty] | 3 | [10 empty] | steel |  | /cm^2 | 3000 |  |  | 0 | 7.08
USEPA 2006 Evaluation of Sporicidal Decontamition Technology: Sabre Technical Services Chlorine Dioxide Gas Generator |  | Fumigation | CFU | 100000000 |  |  | 14.25 | cm^2 | 0.001425 | m^2 |  |  |  | 3000 | ppm |  |  |  | 28.5 |  | 70 | Painted Wallboard Paper | steady-state conditions | 180 |  | ≥ | 6.73 | LR | [5 empty] | 3 | [10 empty] | wallboard |  | /cm^2 | 3000 |  |  | 0 | 6.73
USEPA 2006 Evaluation of Sporicidal Decontamition Technology: Sabre Technical Services Chlorine Dioxide Gas Generator |  | Fumigation | CFU | 100000000 |  |  | 14.25 | cm^2 | 0.001425 | m^2 |  |  |  | 3000 | ppm |  |  |  | 28.5 |  | 70 | Painted Concrete | steady-state conditions | 180 |  | ≥ | 7.29 | LR | [5 empty] | 3 | [10 empty] | painted concrete |  | /cm^2 | 3000 |  |  | 0 | 7.29
USEPA 2006 Evaluation of Sporicidal Decontamition Technology: Sabre Technical Services Chlorine Dioxide Gas Generator |  | Fumigation | CFU | 100000000 |  |  | 14.25 | cm^2 | 0.001425 | m^2 |  |  |  | 3000 | ppm |  |  |  | 28.5 |  | 70 | Industrial-Grade Carpet | steady-state conditions | 180 |  | ≥ | 7.33 | LR | [5 empty] | 3 | bleaching | [9 empty] | carpet |  | /cm^2 | 3000 |  |  | 0 | 7.33
USEPA 2006 Evaluation of Sporicidal Decontamition Technology: Sabre Technical Services Chlorine Dioxide Gas Generator |  | Fumigation | CFU | 100000000 |  |  | 14.25 | cm^2 | 0.001425 | m^2 |  |  |  | 3000 | ppm |  |  |  | 28.5 |  | 70 | Bare Wood | steady-state conditions | 180 |  | ≥ | 6.25 | LR | [5 empty] | 3 | [10 empty] | bare wood |  | /cm^2 | 3000 |  |  | 0 | 6.25
USEPA 2006 Evaluation of Sporicidal Decontamition Technology: Sabre Technical Services Chlorine Dioxide Gas Generator |  | Fumigation | CFU | 100000000 |  |  | 14.25 | cm^2 | 0.001425 | m^2 |  |  |  | 3000 | ppm |  |  |  | 28.5 |  | 70 | Glass | steady-state conditions | 180 |  | ≥ | 7.07 | LR | [5 empty] | 3 | [10 empty] | glass |  | /cm^2 | 3000 |  |  | 0 | 7.07
USEPA 2006 Evaluation of Sporicidal Decontamition Technology: Sabre Technical Services Chlorine Dioxide Gas Generator |  | Fumigation | CFU | 100000000 |  |  | 14.25 | cm^2 | 0.001425 | m^2 |  |  |  | 3000 | ppm |  |  |  | 28.5 |  | 70 | Decorative Lamite | steady-state conditions | 180 |  | ≥ | 6.75 | LR | [5 empty] | 3 | [10 empty] | lamite |  | /cm^2 | 3000 |  |  | 0 | 6.75
USEPA 2006 Evaluation of Sporicidal Decontamition Technology: Sabre Technical Services Chlorine Dioxide Gas Generator |  | Fumigation | CFU | 100000000 |  |  | 14.25 | cm^2 | 0.001425 | m^2 |  |  |  | 3000 | ppm |  |  |  | 28.5 |  | 70 | Galvanized Metal Ductwork | steady-state conditions | 180 |  | ≥ | 7.48 | LR | [5 empty] | 3 | [10 empty] | steel |  | /cm^2 | 3000 |  |  | 0 | 7.48
USEPA 2006 Evaluation of Sporicidal Decontamition Technology: Sabre Technical Services Chlorine Dioxide Gas Generator |  | Fumigation | CFU | 100000000 |  |  | 14.25 | cm^2 | 0.001425 | m^2 |  |  |  | 3000 | ppm |  |  |  | 28.5 |  | 70 | Painted Wallboard Paper | steady-state conditions | 180 |  | ≥ | 6.58 | LR | [5 empty] | 3 | [10 empty] | wallboard |  | /cm^2 | 3000 |  |  | 0 | 6.58
USEPA 2006 Evaluation of Sporicidal Decontamition Technology: Sabre Technical Services Chlorine Dioxide Gas Generator |  | Fumigation | CFU | 100000000 |  |  | 14.25 | cm^2 | 0.001425 | m^2 |  |  |  | 3000 | ppm |  |  |  | 28.5 |  | 70 | Painted Concrete | steady-state conditions | 180 |  | ≥ | 6.63 | LR | [5 empty] | 3 | [10 empty] | painted concrete |  | /cm^2 | 3000 |  |  | 0 | 6.63
USEPA 2010 Determining the Efficacy of Liquids and Fumigants in Systematic Decontamition Studies for Bacillus anthracis Using Multiple Test Methods |  | Fumigation | CFU | 100000000 |  |  | 14.25 | cm^2 | 0.001425 | m^2 |  |  | 0.1 | 3000 | ppmv |  |  | 2 | 22 | 5 | 75 | Ceiling Tile | steady-state conditions | 180 |  | ≥ | 6.8 | LR | [5 empty] | 5 | [10 empty] | ceiling tile |  | /cm^2 | 3000 |  |  | 0 | 6.8
USEPA 2010 Determining the Efficacy of Liquids and Fumigants in Systematic Decontamition Studies for Bacillus anthracis Using Multiple Test Methods |  | Fumigation | CFU | 100000000 |  |  | 14.25 | cm^2 | 0.001425 | m^2 |  |  | 0.1 | 3000 | ppmv |  |  | 2 | 22 | 5 | 75 | Ceiling Tile | steady-state conditions | 180 |  | ≥ | 7 | LR | [5 empty] | 5 | [10 empty] | ceiling tile |  | /cm^2 | 3000 |  |  | 0 | 7
USEPA 2010 Determining the Efficacy of Liquids and Fumigants in Systematic Decontamition Studies for Bacillus anthracis Using Multiple Test Methods |  | Fumigation | CFU | 100000000 |  |  | 14.25 | cm^2 | 0.001425 | m^2 |  |  | 0.1 | 3000 | ppmv |  |  | 2 | 22 | 5 | 75 | Ceiling Tile | steady-state conditions | 180 |  | ≥ | 6.5 | LR | [5 empty] | 5 | [10 empty] | ceiling tile |  | /cm^2 | 3000 |  |  | 0 | 6.5
USEPA 2010 Determining the Efficacy of Liquids and Fumigants in Systematic Decontamition Studies for Bacillus anthracis Using Multiple Test Methods |  | Fumigation | CFU | 100000000 |  |  | 14.25 | cm^2 | 0.001425 | m^2 |  |  | 0.1 | 300 | ppmv |  |  | 2 | 22 | 5 | 75 | Ceiling Tile | steady-state conditions | 180 |  |  | 3.6 | LR | 0.2 | SD |  |  |  | 5 | [10 empty] | ceiling tile |  | /cm^2 | 300
USEPA 2010 Determining the Efficacy of Liquids and Fumigants in Systematic Decontamition Studies for Bacillus anthracis Using Multiple Test Methods |  | Fumigation | CFU | 100000000 |  |  | 14.25 | cm^2 | 0.001425 | m^2 |  |  | 0.1 | 300 | ppmv |  |  | 2 | 22 | 5 | 75 | Ceiling Tile | steady-state conditions | 180 |  |  | 3.5 | LR | 0.2 | SD |  |  |  | 5 | [10 empty] | ceiling tile |  | /cm^2 | 300
USEPA 2010 Determining the Efficacy of Liquids and Fumigants in Systematic Decontamition Studies for Bacillus anthracis Using Multiple Test Methods |  | Fumigation | CFU | 100000000 |  |  | 14.25 | cm^2 | 0.001425 | m^2 |  |  | 0.1 | 300 | ppmv |  |  | 2 | 22 | 5 | 75 | Ceiling Tile | steady-state conditions | 180 |  |  | 3.9 | LR | 0.5 | SD |  |  |  | 5 | [10 empty] | ceiling tile |  | /cm^2 | 300
USEPA 2010 Determining the Efficacy of Liquids and Fumigants in Systematic Decontamition Studies for Bacillus anthracis Using Multiple Test Methods |  | Fumigation | CFU | 100000000 |  |  | 14.25 | cm^2 | 0.001425 | m^2 |  |  | 0.1 | 150 | ppmv |  |  | 2 | 22 | 5 | 75 | Ceiling Tile | steady-state conditions | 180 |  |  | 2.3 | LR | 0 | SD |  |  |  | 5 | [10 empty] | ceiling tile |  | /cm^2 | 150
USEPA 2010 Determining the Efficacy of Liquids and Fumigants in Systematic Decontamition Studies for Bacillus anthracis Using Multiple Test Methods |  | Fumigation | CFU | 100000000 |  |  | 14.25 | cm^2 | 0.001425 | m^2 |  |  | 0.1 | 150 | ppmv |  |  | 2 | 22 | 5 | 75 | Ceiling Tile | steady-state conditions | 180 |  |  | 2.9 | LR | 0.1 | SD |  |  |  | 5 | [10 empty] | ceiling tile |  | /cm^2 | 150
USEPA 2010 Determining the Efficacy of Liquids and Fumigants in Systematic Decontamition Studies for Bacillus anthracis Using Multiple Test Methods |  | Fumigation | CFU | 100000000 |  |  | 14.25 | cm^2 | 0.001425 | m^2 |  |  | 0.1 | 150 | ppmv |  |  | 2 | 22 | 5 | 75 | Ceiling Tile | steady-state conditions | 180 |  |  | 4.8 | LR | 0.5 | SD |  |  |  | 5 | [10 empty] | ceiling tile |  | /cm^2 | 150
USEPA 2010 Determining the Efficacy of Liquids and Fumigants in Systematic Decontamition Studies for Bacillus anthracis Using Multiple Test Methods |  | Fumigation | CFU | 100000000 |  |  | 14.25 | cm^2 | 0.001425 | m^2 |  |  | 0.1 | 3000 | ppmv |  |  | 2 | 22 | 5 | 75 | Galvanized Metal | steady-state conditions | 180 |  | ≥ | 6.5 | LR | [5 empty] | 5 | [10 empty] | steel |  | /cm^2 | 3000 |  |  | 0 | 6.5
USEPA 2010 Determining the Efficacy of Liquids and Fumigants in Systematic Decontamition Studies for Bacillus anthracis Using Multiple Test Methods |  | Fumigation | CFU | 100000000 |  |  | 14.25 | cm^2 | 0.001425 | m^2 |  |  | 0.1 | 3000 | ppmv |  |  | 2 | 22 | 5 | 75 | Galvanized Metal | steady-state conditions | 180 |  | ≥ | 6.6 | LR | [5 empty] | 5 | [10 empty] | steel |  | /cm^2 | 3000 |  |  | 0 | 6.6
USEPA 2010 Determining the Efficacy of Liquids and Fumigants in Systematic Decontamition Studies for Bacillus anthracis Using Multiple Test Methods |  | Fumigation | CFU | 100000000 |  |  | 14.25 | cm^2 | 0.001425 | m^2 |  |  | 0.1 | 3000 | ppmv |  |  | 2 | 22 | 5 | 75 | Galvanized Metal | steady-state conditions | 180 |  | ≥ | 6.6 | LR | [5 empty] | 5 | [10 empty] | steel |  | /cm^2 | 3000 |  |  | 0 | 6.6
USEPA 2010 Determining the Efficacy of Liquids and Fumigants in Systematic Decontamition Studies for Bacillus anthracis Using Multiple Test Methods |  | Fumigation | CFU | 100000000 |  |  | 14.25 | cm^2 | 0.001425 | m^2 |  |  | 0.1 | 300 | ppmv |  |  | 2 | 22 | 5 | 75 | Galvanized Metal | steady-state conditions | 180 |  | ≥ | 5.8 | LR | [5 empty] | 5 | [10 empty] | steel |  | /cm^2 | 300 |  |  | 0 | 5.8
USEPA 2010 Determining the Efficacy of Liquids and Fumigants in Systematic Decontamition Studies for Bacillus anthracis Using Multiple Test Methods |  | Fumigation | CFU | 100000000 |  |  | 14.25 | cm^2 | 0.001425 | m^2 |  |  | 0.1 | 300 | ppmv |  |  | 2 | 22 | 5 | 75 | Galvanized Metal | steady-state conditions | 180 |  | ≥ | 6.5 | LR | [5 empty] | 5 | [10 empty] | steel |  | /cm^2 | 300 |  |  | 0 | 6.5
USEPA 2010 Determining the Efficacy of Liquids and Fumigants in Systematic Decontamition Studies for Bacillus anthracis Using Multiple Test Methods |  | Fumigation | CFU | 100000000 |  |  | 14.25 | cm^2 | 0.001425 | m^2 |  |  | 0.1 | 300 | ppmv |  |  | 2 | 22 | 5 | 75 | Galvanized Metal | steady-state conditions | 180 |  | ≥ | 6.6 | LR | [5 empty] | 5 | [10 empty] | steel |  | /cm^2 | 300 |  |  | 0 | 6.6
USEPA 2010 Determining the Efficacy of Liquids and Fumigants in Systematic Decontamition Studies for Bacillus anthracis Using Multiple Test Methods |  | Fumigation | CFU | 100000000 |  |  | 14.25 | cm^2 | 0.001425 | m^2 |  |  | 0.1 | 150 | ppmv |  |  | 2 | 22 | 5 | 75 | Galvanized Metal | steady-state conditions | 180 |  | ≥ | 5.8 | LR | [5 empty] | 5 | [10 empty] | steel |  | /cm^2 | 150 |  |  | 0 | 5.8
USEPA 2010 Determining the Efficacy of Liquids and Fumigants in Systematic Decontamition Studies for Bacillus anthracis Using Multiple Test Methods |  | Fumigation | CFU | 100000000 |  |  | 14.25 | cm^2 | 0.001425 | m^2 |  |  | 0.1 | 150 | ppmv |  |  | 2 | 22 | 5 | 75 | Galvanized Metal | steady-state conditions | 180 |  | ≥ | 6.6 | LR | [5 empty] | 5 | [10 empty] | steel |  | /cm^2 | 150 |  |  | 0 | 6.6
USEPA 2010 Determining the Efficacy of Liquids and Fumigants in Systematic Decontamition Studies for Bacillus anthracis Using Multiple Test Methods |  | Fumigation | CFU | 100000000 |  |  | 14.25 | cm^2 | 0.001425 | m^2 |  |  | 0.1 | 150 | ppmv |  |  | 2 | 22 | 5 | 75 | Galvanized Metal | steady-state conditions | 180 |  | ≥ | 6.5 | LR | [5 empty] | 5 | [10 empty] | steel |  | /cm^2 | 150 |  |  | 0 | 6.5
USEPA 2010 Determining the Efficacy of Liquids and Fumigants in Systematic Decontamition Studies for Bacillus anthracis Using Multiple Test Methods |  | Fumigation | CFU | 100000000 |  |  | 0.25 | cm^2 | 2.5e-05 | m^2 |  |  | 0.1 | 3000 | ppmv |  |  | 2 | 22 | 5 | 75 | Glass | steady-state conditions | 180 |  | ≥ | 6.5 | LR | [5 empty] | 5 | [10 empty] | glass |  | /cm^2 | 3000 |  |  | 0 | 6.5
USEPA 2010 Determining the Efficacy of Liquids and Fumigants in Systematic Decontamition Studies for Bacillus anthracis Using Multiple Test Methods |  | Fumigation | CFU | 100000000 |  |  | 0.25 | cm^2 | 2.5e-05 | m^2 |  |  | 0.1 | 3000 | ppmv |  |  | 2 | 22 | 5 | 75 | Glass | steady-state conditions | 180 |  | ≥ | 6.5 | LR | [5 empty] | 5 | [10 empty] | glass |  | /cm^2 | 3000 |  |  | 0 | 6.5
USEPA 2010 Determining the Efficacy of Liquids and Fumigants in Systematic Decontamition Studies for Bacillus anthracis Using Multiple Test Methods |  | Fumigation | CFU | 100000000 |  |  | 0.25 | cm^2 | 2.5e-05 | m^2 |  |  | 0.1 | 3000 | ppmv |  |  | 2 | 22 | 5 | 75 | Glass | steady-state conditions | 180 |  | ≥ | 6.5 | LR | [5 empty] | 5 | [10 empty] | glass |  | /cm^2 | 3000 |  |  | 0 | 6.5
USEPA 2010 Determining the Efficacy of Liquids and Fumigants in Systematic Decontamition Studies for Bacillus anthracis Using Multiple Test Methods |  | Fumigation | CFU | 100000000 |  |  | 0.25 | cm^2 | 2.5e-05 | m^2 |  |  | 0.1 | 300 | ppmv |  |  | 2 | 22 | 5 | 75 | Glass | steady-state conditions | 180 |  | ≥ | 6.6 | LR | [5 empty] | 5 | [10 empty] | glass |  | /cm^2 | 300 |  |  | 0 | 6.6
USEPA 2010 Determining the Efficacy of Liquids and Fumigants in Systematic Decontamition Studies for Bacillus anthracis Using Multiple Test Methods |  | Fumigation | CFU | 100000000 |  |  | 0.25 | cm^2 | 2.5e-05 | m^2 |  |  | 0.1 | 300 | ppmv |  |  | 2 | 22 | 5 | 75 | Glass | steady-state conditions | 180 |  | ≥ | 6.4 | LR | [5 empty] | 5 | [10 empty] | glass |  | /cm^2 | 300 |  |  | 0 | 6.4
USEPA 2010 Determining the Efficacy of Liquids and Fumigants in Systematic Decontamition Studies for Bacillus anthracis Using Multiple Test Methods |  | Fumigation | CFU | 100000000 |  |  | 0.25 | cm^2 | 2.5e-05 | m^2 |  |  | 0.1 | 300 | ppmv |  |  | 2 | 22 | 5 | 75 | Glass | steady-state conditions | 180 |  | ≥ | 6.5 | LR | [5 empty] | 5 | [10 empty] | glass |  | /cm^2 | 300 |  |  | 0 | 6.5
USEPA 2010 Determining the Efficacy of Liquids and Fumigants in Systematic Decontamition Studies for Bacillus anthracis Using Multiple Test Methods |  | Fumigation | CFU | 100000000 |  |  | 0.25 | cm^2 | 2.5e-05 | m^2 |  |  | 0.1 | 150 | ppmv |  |  | 2 | 22 | 5 | 75 | Glass | steady-state conditions | 180 |  | ≥ | 6.5 | LR | [5 empty] | 5 | [10 empty] | glass |  | /cm^2 | 150 |  |  | 0 | 6.5
USEPA 2010 Determining the Efficacy of Liquids and Fumigants in Systematic Decontamition Studies for Bacillus anthracis Using Multiple Test Methods |  | Fumigation | CFU | 100000000 |  |  | 0.25 | cm^2 | 2.5e-05 | m^2 |  |  | 0.1 | 150 | ppmv |  |  | 2 | 22 | 5 | 75 | Glass | steady-state conditions | 180 |  | ≥ | 6.8 | LR | [5 empty] | 5 | [10 empty] | glass |  | /cm^2 | 150 |  |  | 0 | 6.8
USEPA 2010 Determining the Efficacy of Liquids and Fumigants in Systematic Decontamition Studies for Bacillus anthracis Using Multiple Test Methods |  | Fumigation | CFU | 100000000 |  |  | 0.25 | cm^2 | 2.5e-05 | m^2 |  |  | 0.1 | 150 | ppmv |  |  | 2 | 22 | 5 | 75 | Glass | steady-state conditions | 180 |  | ≥ | 6.7 | LR | [5 empty] | 5 | [10 empty] | glass |  | /cm^2 | 150 |  |  | 0 | 6.7
USEPA 2010 Determining the Efficacy of Liquids and Fumigants in Systematic Decontamition Studies for Bacillus anthracis Using Multiple Test Methods |  | Fumigation | CFU/mL | 100000000 |  |  | 0.25 | cm^2 | 2.5e-05 | m^2 |  |  | 0.1 | 3000 | ppmv |  |  | 2 | 22 | 5 | 75 | Glass AOAC 2008.05 | steady-state conditions | 180 |  | ≥ | 6.2 | LR | [5 empty] | 3 | [10 empty] | glass |  | /cm^2 | 3000 |  |  | 0 | 6.2
USEPA 2010 Determining the Efficacy of Liquids and Fumigants in Systematic Decontamition Studies for Bacillus anthracis Using Multiple Test Methods |  | Fumigation | CFU/mL | 100000000 |  |  | 0.25 | cm^2 | 2.5e-05 | m^2 |  |  | 0.1 | 3000 | ppmv |  |  | 2 | 22 | 5 | 75 | Glass AOAC 2008.05 | steady-state conditions | 180 |  | ≥ | 6.4 | LR | [5 empty] | 3 | [10 empty] | glass |  | /cm^2 | 3000 |  |  | 0 | 6.4
USEPA 2010 Determining the Efficacy of Liquids and Fumigants in Systematic Decontamition Studies for Bacillus anthracis Using Multiple Test Methods |  | Fumigation | CFU/mL | 100000000 |  |  | 0.25 | cm^2 | 2.5e-05 | m^2 |  |  | 0.1 | 3000 | ppmv |  |  | 2 | 22 | 5 | 75 | Glass AOAC 2008.05 | steady-state conditions | 180 |  | ≥ | 6.5 | LR | [5 empty] | 3 | [10 empty] | glass |  | /cm^2 | 3000 |  |  | 0 | 6.5
USEPA 2010 Determining the Efficacy of Liquids and Fumigants in Systematic Decontamition Studies for Bacillus anthracis Using Multiple Test Methods |  | Fumigation | CFU/mL | 100000000 |  |  | 0.25 | cm^2 | 2.5e-05 | m^2 |  |  | 0.1 | 3000 | ppmv |  |  | 2 | 22 | 5 | 75 | Glass AOAC 2008.05 | steady-state conditions | 180 |  | ≥ | 6.1 | LR | [5 empty] | 3 | [10 empty] | glass |  | /cm^2 | 3000 |  |  | 0 | 6.1
USEPA 2010 Determining the Efficacy of Liquids and Fumigants in Systematic Decontamition Studies for Bacillus anthracis Using Multiple Test Methods |  | Fumigation | CFU/mL | 100000000 |  |  | 0.25 | cm^2 | 2.5e-05 | m^2 |  |  | 0.1 | 3000 | ppmv |  |  | 2 | 22 | 5 | 75 | Glass AOAC 2008.05 | steady-state conditions | 180 |  | ≥ | 6.4 | LR | [5 empty] | 3 | [10 empty] | glass |  | /cm^2 | 3000 |  |  | 0 | 6.4
USEPA 2010 Determining the Efficacy of Liquids and Fumigants in Systematic Decontamition Studies for Bacillus anthracis Using Multiple Test Methods |  | Fumigation | CFU/mL | 100000000 |  |  | 0.25 | cm^2 | 2.5e-05 | m^2 |  |  | 0.1 | 3000 | ppmv |  |  | 2 | 22 | 5 | 75 | Glass AOAC 2008.05 | steady-state conditions | 180 |  | ≥ | 6.3 | LR | [5 empty] | 3 | [10 empty] | glass |  | /cm^2 | 3000 |  |  | 0 | 6.3
USEPA 2010 Determining the Efficacy of Liquids and Fumigants in Systematic Decontamition Studies for Bacillus anthracis Using Multiple Test Methods |  | Fumigation | CFU/mL | 100000000 |  |  | 0.25 | cm^2 | 2.5e-05 | m^2 |  |  | 0.1 | 300 | ppmv |  |  | 2 | 22 | 5 | 75 | Glass AOAC 2008.05 | steady-state conditions | 180 |  | ≥ | 6.8 | LR | [5 empty] | 3 | [10 empty] | glass |  | /cm^2 | 300 |  |  | 0 | 6.8
USEPA 2010 Determining the Efficacy of Liquids and Fumigants in Systematic Decontamition Studies for Bacillus anthracis Using Multiple Test Methods |  | Fumigation | CFU/mL | 100000000 |  |  | 0.25 | cm^2 | 2.5e-05 | m^2 |  |  | 0.1 | 300 | ppmv |  |  | 2 | 22 | 5 | 75 | Glass AOAC 2008.05 | steady-state conditions | 180 |  | ≥ | 6.3 | LR | [5 empty] | 3 | [10 empty] | glass |  | /cm^2 | 300 |  |  | 0 | 6.3
USEPA 2010 Determining the Efficacy of Liquids and Fumigants in Systematic Decontamition Studies for Bacillus anthracis Using Multiple Test Methods |  | Fumigation | CFU/mL | 100000000 |  |  | 0.25 | cm^2 | 2.5e-05 | m^2 |  |  | 0.1 | 300 | ppmv |  |  | 2 | 22 | 5 | 75 | Glass AOAC 2008.05 | steady-state conditions | 180 |  | ≥ | 6.4 | LR | [5 empty] | 3 | [10 empty] | glass |  | /cm^2 | 300 |  |  | 0 | 6.4
USEPA 2010 Determining the Efficacy of Liquids and Fumigants in Systematic Decontamition Studies for Bacillus anthracis Using Multiple Test Methods |  | Fumigation | CFU/mL | 100000000 |  |  | 0.25 | cm^2 | 2.5e-05 | m^2 |  |  | 0.1 | 300 | ppmv |  |  | 2 | 22 | 5 | 75 | Glass AOAC 2008.05 | steady-state conditions | 180 |  | ≥ | 6.3 | LR | [5 empty] | 3 | [10 empty] | glass |  | /cm^2 | 300 |  |  | 0 | 6.3
USEPA 2010 Determining the Efficacy of Liquids and Fumigants in Systematic Decontamition Studies for Bacillus anthracis Using Multiple Test Methods |  | Fumigation | CFU/mL | 100000000 |  |  | 0.25 | cm^2 | 2.5e-05 | m^2 |  |  | 0.1 | 300 | ppmv |  |  | 2 | 22 | 5 | 75 | Glass AOAC 2008.05 | steady-state conditions | 180 |  | ≥ | 6.2 | LR | [5 empty] | 3 | [10 empty] | glass |  | /cm^2 | 300 |  |  | 0 | 6.2
USEPA 2010 Determining the Efficacy of Liquids and Fumigants in Systematic Decontamition Studies for Bacillus anthracis Using Multiple Test Methods |  | Fumigation | CFU/mL | 100000000 |  |  | 0.25 | cm^2 | 2.5e-05 | m^2 |  |  | 0.1 | 300 | ppmv |  |  | 2 | 22 | 5 | 75 | Glass AOAC 2008.05 | steady-state conditions | 180 |  | ≥ | 6.4 | LR | [5 empty] | 3 | [10 empty] | glass |  | /cm^2 | 300 |  |  | 0 | 6.4
USEPA 2010 Determining the Efficacy of Liquids and Fumigants in Systematic Decontamition Studies for Bacillus anthracis Using Multiple Test Methods |  | Fumigation | CFU/mL | 100000000 |  |  | 0.25 | cm^2 | 2.5e-05 | m^2 |  |  | 0.1 | 150 | ppmv |  |  | 2 | 22 | 5 | 75 | Glass AOAC 2008.05 | steady-state conditions | 180 |  | ≥ | 7.2 | LR | [5 empty] | 3 | [10 empty] | glass |  | /cm^2 | 150 |  |  | 0 | 7.2
USEPA 2010 Determining the Efficacy of Liquids and Fumigants in Systematic Decontamition Studies for Bacillus anthracis Using Multiple Test Methods |  | Fumigation | CFU/mL | 100000000 |  |  | 0.25 | cm^2 | 2.5e-05 | m^2 |  |  | 0.1 | 150 | ppmv |  |  | 2 | 22 | 5 | 75 | Glass AOAC 2008.05 | steady-state conditions | 180 |  | ≥ | 6 | LR | [5 empty] | 3 | [10 empty] | glass |  | /cm^2 | 150 |  |  | 0 | 6
USEPA 2010 Determining the Efficacy of Liquids and Fumigants in Systematic Decontamition Studies for Bacillus anthracis Using Multiple Test Methods |  | Fumigation | CFU/mL | 100000000 |  |  | 0.25 | cm^2 | 2.5e-05 | m^2 |  |  | 0.1 | 150 | ppmv |  |  | 2 | 22 | 5 | 75 | Glass AOAC 2008.05 | steady-state conditions | 180 |  | ≥ | 6.2 | LR | [5 empty] | 3 | [10 empty] | glass |  | /cm^2 | 150 |  |  | 0 | 6.2
USEPA 2010 Determining the Efficacy of Liquids and Fumigants in Systematic Decontamition Studies for Bacillus anthracis Using Multiple Test Methods |  | Fumigation | CFU/mL | 100000000 |  |  | 0.25 | cm^2 | 2.5e-05 | m^2 |  |  | 0.1 | 150 | ppmv |  |  | 2 | 22 | 5 | 75 | Glass AOAC 2008.05 | steady-state conditions | 180 |  | ≥ | 7 | LR | [5 empty] | 3 | [10 empty] | glass |  | /cm^2 | 150 |  |  | 0 | 7
USEPA 2010 Determining the Efficacy of Liquids and Fumigants in Systematic Decontamition Studies for Bacillus anthracis Using Multiple Test Methods |  | Fumigation | CFU/mL | 100000000 |  |  | 0.25 | cm^2 | 2.5e-05 | m^2 |  |  | 0.1 | 150 | ppmv |  |  | 2 | 22 | 5 | 75 | Glass AOAC 2008.05 | steady-state conditions | 180 |  |  | 5 | LR |  | SD |  |  |  | 3 | [10 empty] | glass |  | /cm^2 | 150
USEPA 2010 Determining the Efficacy of Liquids and Fumigants in Systematic Decontamition Studies for Bacillus anthracis Using Multiple Test Methods |  | Fumigation | CFU/mL | 100000000 |  |  | 0.25 | cm^2 | 2.5e-05 | m^2 |  |  | 0.1 | 150 | ppmv |  |  | 2 | 22 | 5 | 75 | Glass AOAC 2008.05 | steady-state conditions | 180 |  |  | 6.1 | LR |  | SD |  |  |  | 3 | [10 empty] | glass |  | /cm^2 | 150
USEPA 2010 Determining the Efficacy of Liquids and Fumigants in Systematic Decontamition Studies for Bacillus anthracis Using Multiple Test Methods |  | Fumigation | CFU | 100000000 | [8 empty] | 0.1 | 150 | ppmv |  |  | 2 | 22 | 5 | 75 | porcelain penicylinder | steady-state conditions | 180 |  |  | 30 | QualPos |  | SD |  |  | 5.97 | 30 | [10 empty] | smooth tile |  | /cm^2 | 150 |  |  | 30 | 5.97
USEPA 2010 Determining the Efficacy of Liquids and Fumigants in Systematic Decontamition Studies for Bacillus anthracis Using Multiple Test Methods |  | Fumigation | CFU | 100000000 | [8 empty] | 0.1 | 150 | ppmv |  |  | 2 | 22 | 5 | 75 | porcelain penicylinder | steady-state conditions | 180 |  |  | 17 | QualPos |  | SD |  |  | 5.97 | 30 | [10 empty] | smooth tile |  | /cm^2 | 150 |  |  | 17 | 5.97
USEPA 2010 Determining the Efficacy of Liquids and Fumigants in Systematic Decontamition Studies for Bacillus anthracis Using Multiple Test Methods |  | Fumigation | CFU | 100000000 | [8 empty] | 0.1 | 150 | ppmv |  |  | 2 | 22 | 5 | 75 | porcelain penicylinder | steady-state conditions | 180 |  |  | 14 | QualPos |  | SD |  |  | 5.97 | 30 | [10 empty] | smooth tile |  | /cm^2 | 150 |  |  | 14 | 5.97
USEPA 2010 Determining the Efficacy of Liquids and Fumigants in Systematic Decontamition Studies for Bacillus anthracis Using Multiple Test Methods |  | Fumigation | CFU | 100000000 | [8 empty] | 0.1 | 150 | ppmv |  |  | 2 | 22 | 5 | 75 | porcelain penicylinder | steady-state conditions | 180 |  |  | 30 | QualPos |  | SD |  |  | 5.81 | 30 | [10 empty] | smooth tile |  | /cm^2 | 150 |  |  | 30 | 5.81
USEPA 2010 Determining the Efficacy of Liquids and Fumigants in Systematic Decontamition Studies for Bacillus anthracis Using Multiple Test Methods |  | Fumigation | CFU | 100000000 | [8 empty] | 0.1 | 150 | ppmv |  |  | 2 | 22 | 5 | 75 | porcelain penicylinder | steady-state conditions | 180 |  |  | 24 | QualPos |  | SD |  |  | 5.81 | 30 | [10 empty] | smooth tile |  | /cm^2 | 150 |  |  | 24 | 5.81
USEPA 2010 Determining the Efficacy of Liquids and Fumigants in Systematic Decontamition Studies for Bacillus anthracis Using Multiple Test Methods |  | Fumigation | CFU | 100000000 | [8 empty] | 0.1 | 150 | ppmv |  |  | 2 | 22 | 5 | 75 | porcelain penicylinder | steady-state conditions | 180 |  |  | 19 | QualPos |  | SD |  |  | 5.81 | 30 | [10 empty] | smooth tile |  | /cm^2 | 150 |  |  | 19 | 5.81
USEPA 2010 Determining the Efficacy of Liquids and Fumigants in Systematic Decontamition Studies for Bacillus anthracis Using Multiple Test Methods |  | Fumigation | CFU | 100000000 | [8 empty] | 0.1 | 3000 | ppmv |  |  | 2 | 22 | 5 | 75 | Suture Loop | steady-state conditions | 180 |  |  | 0 | QualPos |  | SD |  |  | 5.83 | 30 | [12 empty] | /cm^2 | 3000 |  |  | 0 | 5.83
USEPA 2010 Determining the Efficacy of Liquids and Fumigants in Systematic Decontamition Studies for Bacillus anthracis Using Multiple Test Methods |  | Fumigation | CFU | 100000000 | [8 empty] | 0.1 | 3000 | ppmv |  |  | 2 | 22 | 5 | 75 | Suture Loop | steady-state conditions | 180 |  |  | 0 | QualPos |  | SD |  |  | 5.83 | 30 | [12 empty] | /cm^2 | 3000 |  |  | 0 | 5.83
USEPA 2010 Determining the Efficacy of Liquids and Fumigants in Systematic Decontamition Studies for Bacillus anthracis Using Multiple Test Methods |  | Fumigation | CFU | 100000000 | [8 empty] | 0.1 | 3000 | ppmv |  |  | 2 | 22 | 5 | 75 | Suture Loop | steady-state conditions | 180 |  |  | 0 | QualPos |  | SD |  |  | 5.83 | 30 | [12 empty] | /cm^2 | 3000 |  |  | 0 | 5.83
USEPA 2010 Determining the Efficacy of Liquids and Fumigants in Systematic Decontamition Studies for Bacillus anthracis Using Multiple Test Methods |  | Fumigation | CFU | 100000000 | [8 empty] | 0.1 | 3000 | ppmv |  |  | 2 | 22 | 5 | 75 | Suture Loop | steady-state conditions | 180 |  |  | 0 | QualPos |  | SD |  |  | 5.75 | 30 | [12 empty] | /cm^2 | 3000 |  |  | 0 | 5.75
USEPA 2010 Determining the Efficacy of Liquids and Fumigants in Systematic Decontamition Studies for Bacillus anthracis Using Multiple Test Methods |  | Fumigation | CFU | 100000000 | [8 empty] | 0.1 | 3000 | ppmv |  |  | 2 | 22 | 5 | 75 | Suture Loop | steady-state conditions | 180 |  |  | 0 | QualPos |  | SD |  |  | 5.75 | 30 | [12 empty] | /cm^2 | 3000 |  |  | 0 | 5.75
USEPA 2010 Determining the Efficacy of Liquids and Fumigants in Systematic Decontamition Studies for Bacillus anthracis Using Multiple Test Methods |  | Fumigation | CFU | 100000000 | [8 empty] | 0.1 | 3000 | ppmv |  |  | 2 | 22 | 5 | 75 | Suture Loop | steady-state conditions | 180 |  |  | 0 | QualPos |  | SD |  |  | 5.75 | 30 | [12 empty] | /cm^2 | 3000 |  |  | 0 | 5.75
USEPA 2010 Determining the Efficacy of Liquids and Fumigants in Systematic Decontamition Studies for Bacillus anthracis Using Multiple Test Methods |  | Fumigation | CFU | 100000000 | [8 empty] | 0.1 | 300 | ppmv |  |  | 2 | 22 | 5 | 75 | Suture Loop | steady-state conditions | 180 |  |  | 1 | QualPos |  | SD |  |  | 5.83 | 30 | [12 empty] | /cm^2 | 300 |  |  | 1 | 5.83
USEPA 2010 Determining the Efficacy of Liquids and Fumigants in Systematic Decontamition Studies for Bacillus anthracis Using Multiple Test Methods |  | Fumigation | CFU | 100000000 | [8 empty] | 0.1 | 300 | ppmv |  |  | 2 | 22 | 5 | 75 | Suture Loop | steady-state conditions | 180 |  |  | 15 | QualPos |  | SD |  |  | 5.83 | 30 | [12 empty] | /cm^2 | 300 |  |  | 15 | 5.83
USEPA 2010 Determining the Efficacy of Liquids and Fumigants in Systematic Decontamition Studies for Bacillus anthracis Using Multiple Test Methods |  | Fumigation | CFU | 100000000 | [8 empty] | 0.1 | 300 | ppmv |  |  | 2 | 22 | 5 | 75 | Suture Loop | steady-state conditions | 180 |  |  | 13 | QualPos |  | SD |  |  | 5.83 | 30 | [12 empty] | /cm^2 | 300 |  |  | 13 | 5.83
USEPA 2010 Determining the Efficacy of Liquids and Fumigants in Systematic Decontamition Studies for Bacillus anthracis Using Multiple Test Methods |  | Fumigation | CFU | 100000000 | [8 empty] | 0.1 | 300 | ppmv |  |  | 2 | 22 | 5 | 75 | Suture Loop | steady-state conditions | 180 |  |  | 20 | QualPos |  | SD |  |  | 5.75 | 30 | [12 empty] | /cm^2 | 300 |  |  | 20 | 5.75
USEPA 2010 Determining the Efficacy of Liquids and Fumigants in Systematic Decontamition Studies for Bacillus anthracis Using Multiple Test Methods |  | Fumigation | CFU | 100000000 | [8 empty] | 0.1 | 300 | ppmv |  |  | 2 | 22 | 5 | 75 | Suture Loop | steady-state conditions | 180 |  |  | 10 | QualPos |  | SD |  |  | 5.75 | 30 | [12 empty] | /cm^2 | 300 |  |  | 10 | 5.75
USEPA 2010 Determining the Efficacy of Liquids and Fumigants in Systematic Decontamition Studies for Bacillus anthracis Using Multiple Test Methods |  | Fumigation | CFU | 100000000 | [8 empty] | 0.1 | 300 | ppmv |  |  | 2 | 22 | 5 | 75 | Suture Loop | steady-state conditions | 180 |  |  | 14 | QualPos |  | SD |  |  | 5.75 | 30 | [12 empty] | /cm^2 | 300 |  |  | 14 | 5.75
USEPA 2010 Determining the Efficacy of Liquids and Fumigants in Systematic Decontamition Studies for Bacillus anthracis Using Multiple Test Methods |  | Fumigation | CFU | 100000000 | [8 empty] | 0.1 | 150 | ppmv |  |  | 2 | 22 | 5 | 75 | Suture Loop | steady-state conditions | 180 |  |  | 28 | QualPos |  | SD |  |  | 5.83 | 30 | [12 empty] | /cm^2 | 150 |  |  | 28 | 5.83
USEPA 2010 Determining the Efficacy of Liquids and Fumigants in Systematic Decontamition Studies for Bacillus anthracis Using Multiple Test Methods |  | Fumigation | CFU | 100000000 | [8 empty] | 0.1 | 150 | ppmv |  |  | 2 | 22 | 5 | 75 | Suture Loop | steady-state conditions | 180 |  |  | 14 | QualPos |  | SD |  |  | 5.83 | 30 | [12 empty] | /cm^2 | 150 |  |  | 14 | 5.83
USEPA 2010 Determining the Efficacy of Liquids and Fumigants in Systematic Decontamition Studies for Bacillus anthracis Using Multiple Test Methods |  | Fumigation | CFU | 100000000 | [8 empty] | 0.1 | 150 | ppmv |  |  | 2 | 22 | 5 | 75 | Suture Loop | steady-state conditions | 180 |  |  | 18 | QualPos |  | SD |  |  | 5.83 | 30 | [12 empty] | /cm^2 | 150 |  |  | 18 | 5.83
USEPA 2010 Determining the Efficacy of Liquids and Fumigants in Systematic Decontamition Studies for Bacillus anthracis Using Multiple Test Methods |  | Fumigation | CFU | 100000000 | [8 empty] | 0.1 | 150 | ppmv |  |  | 2 | 22 | 5 | 75 | Suture Loop | steady-state conditions | 180 |  |  | 28 | QualPos |  | SD |  |  | 5.75 | 30 | [12 empty] | /cm^2 | 150 |  |  | 28 | 5.75
USEPA 2010 Determining the Efficacy of Liquids and Fumigants in Systematic Decontamition Studies for Bacillus anthracis Using Multiple Test Methods |  | Fumigation | CFU | 100000000 | [8 empty] | 0.1 | 150 | ppmv |  |  | 2 | 22 | 5 | 75 | Suture Loop | steady-state conditions | 180 |  |  | 17 | QualPos |  | SD |  |  | 5.75 | 30 | [12 empty] | /cm^2 | 150 |  |  | 17 | 5.75
USEPA 2010 Determining the Efficacy of Liquids and Fumigants in Systematic Decontamition Studies for Bacillus anthracis Using Multiple Test Methods |  | Fumigation | CFU | 100000000 | [8 empty] | 0.1 | 150 | ppmv |  |  | 2 | 22 | 5 | 75 | Suture Loop | steady-state conditions | 180 |  |  | 18 | QualPos |  | SD |  |  | 5.75 | 30 | [12 empty] | /cm^2 | 150 |  |  | 18 | 5.75
USEPA 2010 Determining the Efficacy of Liquids and Fumigants in Systematic Decontamition Studies for Bacillus anthracis Using Multiple Test Methods |  | Fumigation | CFU | 100000000 | [8 empty] | 0.1 | 3000 | ppmv |  |  | 2 | 22 | 5 | 75 | BI Stainless Steel in Tyvek® Packaging | steady-state conditions | 180 |  |  | 0 | QualPos |  | SD |  |  |  | 5 | [10 empty] | steel |  | /cm^2 | 3000 |  |  | 0
USEPA 2010 Determining the Efficacy of Liquids and Fumigants in Systematic Decontamition Studies for Bacillus anthracis Using Multiple Test Methods |  | Fumigation | CFU | 100000000 | [8 empty] | 0.1 | 3000 | ppmv |  |  | 2 | 22 | 5 | 75 | BI Stainless Steel in Tyvek® Packaging | steady-state conditions | 180 |  |  | 0 | QualPos |  | SD |  |  |  | 5 | [10 empty] | steel |  | /cm^2 | 3000 |  |  | 0
USEPA 2010 Determining the Efficacy of Liquids and Fumigants in Systematic Decontamition Studies for Bacillus anthracis Using Multiple Test Methods |  | Fumigation | CFU | 100000000 | [8 empty] | 0.1 | 3000 | ppmv |  |  | 2 | 22 | 5 | 75 | BI Stainless Steel in Tyvek® Packaging | steady-state conditions | 180 |  |  | 0 | QualPos |  | SD |  |  |  | 5 | [10 empty] | steel |  | /cm^2 | 3000 |  |  | 0
USEPA 2010 Determining the Efficacy of Liquids and Fumigants in Systematic Decontamition Studies for Bacillus anthracis Using Multiple Test Methods |  | Fumigation | CFU | 100000000 | [8 empty] | 0.1 | 300 | ppmv |  |  | 2 | 22 | 5 | 75 | BI Stainless Steel in Tyvek® Packaging | steady-state conditions | 180 |  |  | 4 | QualPos |  | SD |  |  |  | 5 | [10 empty] | steel |  | /cm^2 | 300 |  |  | 4
USEPA 2010 Determining the Efficacy of Liquids and Fumigants in Systematic Decontamition Studies for Bacillus anthracis Using Multiple Test Methods |  | Fumigation | CFU | 100000000 | [8 empty] | 0.1 | 300 | ppmv |  |  | 2 | 22 | 5 | 75 | BI Stainless Steel in Tyvek® Packaging | steady-state conditions | 180 |  |  | 2 | QualPos |  | SD |  |  |  | 5 | [10 empty] | steel |  | /cm^2 | 300 |  |  | 2
USEPA 2010 Determining the Efficacy of Liquids and Fumigants in Systematic Decontamition Studies for Bacillus anthracis Using Multiple Test Methods |  | Fumigation | CFU | 100000000 | [8 empty] | 0.1 | 300 | ppmv |  |  | 2 | 22 | 5 | 75 | BI Stainless Steel in Tyvek® Packaging | steady-state conditions | 180 |  |  | 3 | QualPos |  | SD |  |  |  | 5 | [10 empty] | steel |  | /cm^2 | 300 |  |  | 3
USEPA 2010 Determining the Efficacy of Liquids and Fumigants in Systematic Decontamition Studies for Bacillus anthracis Using Multiple Test Methods |  | Fumigation | CFU | 100000000 | [8 empty] | 0.1 | 150 | ppmv |  |  | 2 | 22 | 5 | 75 | BI Stainless Steel in Tyvek® Packaging | steady-state conditions | 180 |  |  | 4 | QualPos |  | SD |  |  |  | 5 | [10 empty] | steel |  | /cm^2 | 150 |  |  | 4
USEPA 2010 Determining the Efficacy of Liquids and Fumigants in Systematic Decontamition Studies for Bacillus anthracis Using Multiple Test Methods |  | Fumigation | CFU | 100000000 | [8 empty] | 0.1 | 150 | ppmv |  |  | 2 | 22 | 5 | 75 | BI Stainless Steel in Tyvek® Packaging | steady-state conditions | 180 |  |  | 5 | QualPos |  | SD |  |  |  | 5 | [10 empty] | steel |  | /cm^2 | 150 |  |  | 5
USEPA 2010 Determining the Efficacy of Liquids and Fumigants in Systematic Decontamition Studies for Bacillus anthracis Using Multiple Test Methods |  | Fumigation | CFU | 100000000 | [8 empty] | 0.1 | 150 | ppmv |  |  | 2 | 22 | 5 | 75 | BI Stainless Steel in Tyvek® Packaging | steady-state conditions | 180 |  |  | 5 | QualPos |  | SD |  |  |  | 5 | [10 empty] | steel |  | /cm^2 | 150 |  |  | 5
USEPA 2010 Determining the Efficacy of Liquids and Fumigants in Systematic Decontamition Studies for Bacillus anthracis Using Multiple Test Methods |  | Fumigation | CFU | 100000000 | [8 empty] | 221-303 | 250 | ppmv |  |  |  | 29.5 |  | 43.5 | Porcelain Penicylinder | variable-condition process | 90 |  |  | 1 | QualPos |  | SD |  |  | 5.88 | 30 | [10 empty] | smooth tile |  | /cm^2 |  |  | 250 | 1 | 5.88
USEPA 2010 Determining the Efficacy of Liquids and Fumigants in Systematic Decontamition Studies for Bacillus anthracis Using Multiple Test Methods |  | Fumigation | CFU | 100000000 | [8 empty] | 221-303 | 250 | ppmv |  |  |  | 29.5 |  | 43.5 | Porcelain Penicylinder | variable-condition process | 90 |  |  | 0 | QualPos |  | SD |  |  | 5.88 | 30 | [10 empty] | smooth tile |  | /cm^2 |  |  | 250 | 0 | 5.88
USEPA 2010 Determining the Efficacy of Liquids and Fumigants in Systematic Decontamition Studies for Bacillus anthracis Using Multiple Test Methods |  | Fumigation | CFU | 100000000 | [8 empty] | 221-303 | 250 | ppmv |  |  |  | 29.5 |  | 43.5 | Porcelain Penicylinder | variable-condition process | 90 |  |  | 0 | QualPos |  | SD |  |  | 5.88 | 30 | [10 empty] | smooth tile |  | /cm^2 |  |  | 250 | 0 | 5.88
USEPA 2010 Determining the Efficacy of Liquids and Fumigants in Systematic Decontamition Studies for Bacillus anthracis Using Multiple Test Methods |  | Fumigation | CFU | 100000000 | [8 empty] | 221-303 | 250 | ppmv |  |  |  | 29.5 |  | 43.5 | Porcelain Penicylinder | variable-condition process | 90 |  |  | 0 | QualPos |  | SD |  |  | 5.7 | 30 | [10 empty] | smooth tile |  | /cm^2 |  |  | 250 | 0 | 5.7
USEPA 2010 Determining the Efficacy of Liquids and Fumigants in Systematic Decontamition Studies for Bacillus anthracis Using Multiple Test Methods |  | Fumigation | CFU | 100000000 | [8 empty] | 221-303 | 250 | ppmv |  |  |  | 29.5 |  | 43.5 | Porcelain Penicylinder | variable-condition process | 90 |  |  | 0 | QualPos |  | SD |  |  | 5.7 | 30 | [10 empty] | smooth tile |  | /cm^2 |  |  | 250 | 0 | 5.7
USEPA 2010 Determining the Efficacy of Liquids and Fumigants in Systematic Decontamition Studies for Bacillus anthracis Using Multiple Test Methods |  | Fumigation | CFU | 100000000 | [8 empty] | 221-303 | 250 | ppmv |  |  |  | 29.5 |  | 43.5 | Porcelain Penicylinder | variable-condition process | 90 |  |  | 0 | QualPos |  | SD |  |  | 5.7 | 30 | [10 empty] | smooth tile |  | /cm^2 |  |  | 250 | 0 | 5.7
USEPA 2010 Determining the Efficacy of Liquids and Fumigants in Systematic Decontamition Studies for Bacillus anthracis Using Multiple Test Methods |  | Fumigation | CFU | 100000000 | [8 empty] | 221-303 | 250 | ppmv |  |  |  | 29.5 |  | 43.5 | Porcelain Penicylinder | variable-condition process | 30 |  |  | 14 | QualPos |  | SD |  |  | 5.88 | 30 | [10 empty] | smooth tile |  | /cm^2 |  |  | 250 | 14 | 5.88
USEPA 2010 Determining the Efficacy of Liquids and Fumigants in Systematic Decontamition Studies for Bacillus anthracis Using Multiple Test Methods |  | Fumigation | CFU | 100000000 | [8 empty] | 221-303 | 250 | ppmv |  |  |  | 29.5 |  | 43.5 | Porcelain Penicylinder | variable-condition process | 30 |  |  | 7 | QualPos |  | SD |  |  | 5.88 | 30 | [10 empty] | smooth tile |  | /cm^2 |  |  | 250 | 7 | 5.88
USEPA 2010 Determining the Efficacy of Liquids and Fumigants in Systematic Decontamition Studies for Bacillus anthracis Using Multiple Test Methods |  | Fumigation | CFU | 100000000 | [8 empty] | 221-303 | 250 | ppmv |  |  |  | 29.5 |  | 43.5 | Porcelain Penicylinder | variable-condition process | 30 |  |  | 7 | QualPos |  | SD |  |  | 5.88 | 30 | [10 empty] | smooth tile |  | /cm^2 |  |  | 250 | 7 | 5.88
USEPA 2010 Determining the Efficacy of Liquids and Fumigants in Systematic Decontamition Studies for Bacillus anthracis Using Multiple Test Methods |  | Fumigation | CFU | 100000000 | [8 empty] | 221-303 | 250 | ppmv |  |  |  | 29.5 |  | 43.5 | Porcelain Penicylinder | variable-condition process | 30 |  |  | 13 | QualPos |  | SD |  |  | 5.7 | 30 | [10 empty] | smooth tile |  | /cm^2 |  |  | 250 | 13 | 5.7
USEPA 2010 Determining the Efficacy of Liquids and Fumigants in Systematic Decontamition Studies for Bacillus anthracis Using Multiple Test Methods |  | Fumigation | CFU | 100000000 | [8 empty] | 221-303 | 250 | ppmv |  |  |  | 29.5 |  | 43.5 | Porcelain Penicylinder | variable-condition process | 30 |  |  | 6 | QualPos |  | SD |  |  | 5.7 | 30 | [10 empty] | smooth tile |  | /cm^2 |  |  | 250 | 6 | 5.7
USEPA 2010 Determining the Efficacy of Liquids and Fumigants in Systematic Decontamition Studies for Bacillus anthracis Using Multiple Test Methods |  | Fumigation | CFU | 100000000 | [8 empty] | 221-303 | 250 | ppmv |  |  |  | 29.5 |  | 43.5 | Porcelain Penicylinder | variable-condition process | 30 |  |  | 5 | QualPos |  | SD |  |  | 5.7 | 30 | [10 empty] | smooth tile |  | /cm^2 |  |  | 250 | 5 | 5.7
USEPA 2010 Determining the Efficacy of Liquids and Fumigants in Systematic Decontamition Studies for Bacillus anthracis Using Multiple Test Methods |  | Fumigation | CFU | 100000000 | [8 empty] | 221-303 | 250 | ppmv |  |  |  | 29.5 |  | 43.5 | Porcelain Penicylinder | variable-condition process | 0 |  |  | 18 | QualPos |  | SD |  |  | 5.88 | 30 | [10 empty] | smooth tile |  | /cm^2 |  |  | 250 | 18 | 5.88
USEPA 2010 Determining the Efficacy of Liquids and Fumigants in Systematic Decontamition Studies for Bacillus anthracis Using Multiple Test Methods |  | Fumigation | CFU | 100000000 | [8 empty] | 221-303 | 250 | ppmv |  |  |  | 29.5 |  | 43.5 | Porcelain Penicylinder | variable-condition process | 0 |  |  | 14 | QualPos |  | SD |  |  | 5.88 | 30 | [10 empty] | smooth tile |  | /cm^2 |  |  | 250 | 14 | 5.88
USEPA 2010 Determining the Efficacy of Liquids and Fumigants in Systematic Decontamition Studies for Bacillus anthracis Using Multiple Test Methods |  | Fumigation | CFU | 100000000 | [8 empty] | 221-303 | 250 | ppmv |  |  |  | 29.5 |  | 43.5 | Porcelain Penicylinder | variable-condition process | 0 |  |  | 19 | QualPos |  | SD |  |  | 5.88 | 30 | [10 empty] | smooth tile |  | /cm^2 |  |  | 250 | 19 | 5.88
USEPA 2010 Determining the Efficacy of Liquids and Fumigants in Systematic Decontamition Studies for Bacillus anthracis Using Multiple Test Methods |  | Fumigation | CFU | 100000000 | [8 empty] | 221-303 | 250 | ppmv |  |  |  | 29.5 |  | 43.5 | Porcelain Penicylinder | variable-condition process | 0 |  |  | 13 | QualPos |  | SD |  |  | 5.7 | 30 | [10 empty] | smooth tile |  | /cm^2 |  |  | 250 | 13 | 5.7
USEPA 2010 Determining the Efficacy of Liquids and Fumigants in Systematic Decontamition Studies for Bacillus anthracis Using Multiple Test Methods |  | Fumigation | CFU | 100000000 | [8 empty] | 221-303 | 250 | ppmv |  |  |  | 29.5 |  | 43.5 | Porcelain Penicylinder | variable-condition process | 0 |  |  | 20 | QualPos |  | SD |  |  | 5.7 | 30 | [10 empty] | smooth tile |  | /cm^2 |  |  | 250 | 20 | 5.7
USEPA 2010 Determining the Efficacy of Liquids and Fumigants in Systematic Decontamition Studies for Bacillus anthracis Using Multiple Test Methods |  | Fumigation | CFU | 100000000 | [8 empty] | 221-303 | 250 | ppmv |  |  |  | 29.5 |  | 43.5 | Porcelain Penicylinder | variable-condition process | 0 |  |  | 18 | QualPos |  | SD |  |  | 5.7 | 30 | [10 empty] | smooth tile |  | /cm^2 |  |  | 250 | 18 | 5.7
USEPA 2010 Determining the Efficacy of Liquids and Fumigants in Systematic Decontamition Studies for Bacillus anthracis Using Multiple Test Methods |  | Fumigation | CFU | 100000000 | [8 empty] | 221-303 | 250 | ppmv |  |  |  | 29.5 |  | 43.5 | Suture Loop | variable-condition process | 90 |  |  | 1 | QualPos |  | SD |  |  | 5.64 | 30 | [12 empty] | /cm^2 |  |  | 250 | 1 | 5.64
USEPA 2010 Determining the Efficacy of Liquids and Fumigants in Systematic Decontamition Studies for Bacillus anthracis Using Multiple Test Methods |  | Fumigation | CFU | 100000000 | [8 empty] | 221-303 | 250 | ppmv |  |  |  | 29.5 |  | 43.5 | Suture Loop | variable-condition process | 90 |  |  | 0 | QualPos |  | SD |  |  | 5.64 | 30 | [12 empty] | /cm^2 |  |  | 250 | 0 | 5.64
USEPA 2010 Determining the Efficacy of Liquids and Fumigants in Systematic Decontamition Studies for Bacillus anthracis Using Multiple Test Methods |  | Fumigation | CFU | 100000000 | [8 empty] | 221-303 | 250 | ppmv |  |  |  | 29.5 |  | 43.5 | Suture Loop | variable-condition process | 90 |  |  | 0 | QualPos |  | SD |  |  | 5.64 | 30 | [12 empty] | /cm^2 |  |  | 250 | 0 | 5.64
USEPA 2010 Determining the Efficacy of Liquids and Fumigants in Systematic Decontamition Studies for Bacillus anthracis Using Multiple Test Methods |  | Fumigation | CFU | 100000000 | [8 empty] | 221-303 | 250 | ppmv |  |  |  | 29.5 |  | 43.5 | Suture Loop | variable-condition process | 90 |  |  | 1 | QualPos |  | SD |  |  | 5.51 | 30 | [12 empty] | /cm^2 |  |  | 250 | 1 | 5.51
USEPA 2010 Determining the Efficacy of Liquids and Fumigants in Systematic Decontamition Studies for Bacillus anthracis Using Multiple Test Methods |  | Fumigation | CFU | 100000000 | [8 empty] | 221-303 | 250 | ppmv |  |  |  | 29.5 |  | 43.5 | Suture Loop | variable-condition process | 90 |  |  | 0 | QualPos |  | SD |  |  | 5.51 | 30 | [12 empty] | /cm^2 |  |  | 250 | 0 | 5.51
USEPA 2010 Determining the Efficacy of Liquids and Fumigants in Systematic Decontamition Studies for Bacillus anthracis Using Multiple Test Methods |  | Fumigation | CFU | 100000000 | [8 empty] | 221-303 | 250 | ppmv |  |  |  | 29.5 |  | 43.5 | Suture Loop | variable-condition process | 90 |  |  | 0 | QualPos |  | SD |  |  | 5.51 | 30 | [12 empty] | /cm^2 |  |  | 250 | 0 | 5.51
USEPA 2010 Determining the Efficacy of Liquids and Fumigants in Systematic Decontamition Studies for Bacillus anthracis Using Multiple Test Methods |  | Fumigation | CFU | 100000000 | [8 empty] | 221-303 | 250 | ppmv |  |  |  | 29.5 |  | 43.5 | Suture Loop | variable-condition process | 30 |  |  | 10 | QualPos |  | SD |  |  | 5.64 | 30 | [12 empty] | /cm^2 |  |  | 250 | 10 | 5.64
USEPA 2010 Determining the Efficacy of Liquids and Fumigants in Systematic Decontamition Studies for Bacillus anthracis Using Multiple Test Methods |  | Fumigation | CFU | 100000000 | [8 empty] | 221-303 | 250 | ppmv |  |  |  | 29.5 |  | 43.5 | Suture Loop | variable-condition process | 30 |  |  | 6 | QualPos |  | SD |  |  | 5.64 | 30 | [12 empty] | /cm^2 |  |  | 250 | 6 | 5.64
USEPA 2010 Determining the Efficacy of Liquids and Fumigants in Systematic Decontamition Studies for Bacillus anthracis Using Multiple Test Methods |  | Fumigation | CFU | 100000000 | [8 empty] | 221-303 | 250 | ppmv |  |  |  | 29.5 |  | 43.5 | Suture Loop | variable-condition process | 30 |  |  | 9 | QualPos |  | SD |  |  | 5.64 | 30 | [12 empty] | /cm^2 |  |  | 250 | 9 | 5.64
USEPA 2010 Determining the Efficacy of Liquids and Fumigants in Systematic Decontamition Studies for Bacillus anthracis Using Multiple Test Methods |  | Fumigation | CFU | 100000000 | [8 empty] | 221-303 | 250 | ppmv |  |  |  | 29.5 |  | 43.5 | Suture Loop | variable-condition process | 30 |  |  | 9 | QualPos |  | SD |  |  | 5.51 | 30 | [12 empty] | /cm^2 |  |  | 250 | 9 | 5.51
USEPA 2010 Determining the Efficacy of Liquids and Fumigants in Systematic Decontamition Studies for Bacillus anthracis Using Multiple Test Methods |  | Fumigation | CFU | 100000000 | [8 empty] | 221-303 | 250 | ppmv |  |  |  | 29.5 |  | 43.5 | Suture Loop | variable-condition process | 30 |  |  | 9 | QualPos |  | SD |  |  | 5.51 | 30 | [12 empty] | /cm^2 |  |  | 250 | 9 | 5.51
USEPA 2010 Determining the Efficacy of Liquids and Fumigants in Systematic Decontamition Studies for Bacillus anthracis Using Multiple Test Methods |  | Fumigation | CFU | 100000000 | [8 empty] | 221-303 | 250 | ppmv |  |  |  | 29.5 |  | 43.5 | Suture Loop | variable-condition process | 30 |  |  | 11 | QualPos |  | SD |  |  | 5.51 | 30 | [12 empty] | /cm^2 |  |  | 250 | 11 | 5.51
USEPA 2010 Determining the Efficacy of Liquids and Fumigants in Systematic Decontamition Studies for Bacillus anthracis Using Multiple Test Methods |  | Fumigation | CFU | 100000000 | [8 empty] | 221-303 | 250 | ppmv |  |  |  | 29.5 |  | 43.5 | Suture Loop | variable-condition process | 0 |  |  | 18 | QualPos |  | SD |  |  | 5.64 | 30 | [12 empty] | /cm^2 |  |  | 250 | 18 | 5.64
USEPA 2010 Determining the Efficacy of Liquids and Fumigants in Systematic Decontamition Studies for Bacillus anthracis Using Multiple Test Methods |  | Fumigation | CFU | 100000000 | [8 empty] | 221-303 | 250 | ppmv |  |  |  | 29.5 |  | 43.5 | Suture Loop | variable-condition process | 0 |  |  | 20 | QualPos |  | SD |  |  | 5.64 | 30 | [12 empty] | /cm^2 |  |  | 250 | 20 | 5.64
USEPA 2010 Determining the Efficacy of Liquids and Fumigants in Systematic Decontamition Studies for Bacillus anthracis Using Multiple Test Methods |  | Fumigation | CFU | 100000000 | [8 empty] | 221-303 | 250 | ppmv |  |  |  | 29.5 |  | 43.5 | Suture Loop | variable-condition process | 0 |  |  | 26 | QualPos |  | SD |  |  | 5.64 | 30 | [12 empty] | /cm^2 |  |  | 250 | 26 | 5.64
USEPA 2010 Determining the Efficacy of Liquids and Fumigants in Systematic Decontamition Studies for Bacillus anthracis Using Multiple Test Methods |  | Fumigation | CFU | 100000000 | [8 empty] | 221-303 | 250 | ppmv |  |  |  | 29.5 |  | 43.5 | Suture Loop | variable-condition process | 0 |  |  | 30 | QualPos |  | SD |  |  | 5.51 | 30 | [12 empty] | /cm^2 |  |  | 250 | 30 | 5.51
USEPA 2010 Determining the Efficacy of Liquids and Fumigants in Systematic Decontamition Studies for Bacillus anthracis Using Multiple Test Methods |  | Fumigation | CFU | 100000000 | [8 empty] | 221-303 | 250 | ppmv |  |  |  | 29.5 |  | 43.5 | Suture Loop | variable-condition process | 0 |  |  | 28 | QualPos |  | SD |  |  | 5.51 | 30 | [12 empty] | /cm^2 |  |  | 250 | 28 | 5.51
USEPA 2010 Determining the Efficacy of Liquids and Fumigants in Systematic Decontamition Studies for Bacillus anthracis Using Multiple Test Methods |  | Fumigation | CFU | 100000000 | [8 empty] | 221-303 | 250 | ppmv |  |  |  | 29.5 |  | 43.5 | Suture Loop | variable-condition process | 0 |  |  | 29 | QualPos |  | SD |  |  | 5.51 | 30 | [12 empty] | /cm^2 |  |  | 250 | 29 | 5.51
USEPA 2010 Determining the Efficacy of Liquids and Fumigants in Systematic Decontamition Studies for Bacillus anthracis Using Multiple Test Methods |  | Fumigation | CFU/mL | 100000000 |  |  | 0.25 | cm^2 | 2.5e-05 | m^2 |  |  | 221-303 | 250 | ppmv |  |  |  | 29.5 |  | 43.5 | Glass AOAC 2008.05 | variable-condition process | 90 |  |  | 6.2 | LR |  | SD |  |  |  | 3 | [10 empty] | glass |  | /cm^2 |  |  | 250
USEPA 2010 Determining the Efficacy of Liquids and Fumigants in Systematic Decontamition Studies for Bacillus anthracis Using Multiple Test Methods |  | Fumigation | CFU/mL | 100000000 |  |  | 0.25 | cm^2 | 2.5e-05 | m^2 |  |  | 221-303 | 250 | ppmv |  |  |  | 29.5 |  | 43.5 | Glass AOAC 2008.05 | variable-condition process | 90 |  |  | 6 | LR |  | SD |  |  |  | 3 | [10 empty] | glass |  | /cm^2 |  |  | 250
USEPA 2010 Determining the Efficacy of Liquids and Fumigants in Systematic Decontamition Studies for Bacillus anthracis Using Multiple Test Methods |  | Fumigation | CFU/mL | 100000000 |  |  | 0.25 | cm^2 | 2.5e-05 | m^2 |  |  | 221-303 | 250 | ppmv |  |  |  | 29.5 |  | 43.5 | Glass AOAC 2008.05 | variable-condition process | 90 |  |  | 6.4 | LR |  | SD |  |  |  | 3 | [10 empty] | glass |  | /cm^2 |  |  | 250
USEPA 2010 Determining the Efficacy of Liquids and Fumigants in Systematic Decontamition Studies for Bacillus anthracis Using Multiple Test Methods |  | Fumigation | CFU/mL | 100000000 |  |  | 0.25 | cm^2 | 2.5e-05 | m^2 |  |  | 221-303 | 250 | ppmv |  |  |  | 29.5 |  | 43.5 | Glass AOAC 2008.05 | variable-condition process | 90 |  |  | 6.5 | LR |  | SD |  |  |  | 3 | [10 empty] | glass |  | /cm^2 |  |  | 250
USEPA 2010 Determining the Efficacy of Liquids and Fumigants in Systematic Decontamition Studies for Bacillus anthracis Using Multiple Test Methods |  | Fumigation | CFU/mL | 100000000 |  |  | 0.25 | cm^2 | 2.5e-05 | m^2 |  |  | 221-303 | 250 | ppmv |  |  |  | 29.5 |  | 43.5 | Glass AOAC 2008.05 | variable-condition process | 90 |  |  | 6 | LR |  | SD |  |  |  | 3 | [10 empty] | glass |  | /cm^2 |  |  | 250
USEPA 2010 Determining the Efficacy of Liquids and Fumigants in Systematic Decontamition Studies for Bacillus anthracis Using Multiple Test Methods |  | Fumigation | CFU/mL | 100000000 |  |  | 0.25 | cm^2 | 2.5e-05 | m^2 |  |  | 221-303 | 250 | ppmv |  |  |  | 29.5 |  | 43.5 | Glass AOAC 2008.05 | variable-condition process | 90 |  |  | 6.3 | LR |  | SD |  |  |  | 3 | [10 empty] | glass |  | /cm^2 |  |  | 250
USEPA 2010 Determining the Efficacy of Liquids and Fumigants in Systematic Decontamition Studies for Bacillus anthracis Using Multiple Test Methods |  | Fumigation | CFU/mL | 100000000 |  |  | 0.25 | cm^2 | 2.5e-05 | m^2 |  |  | 221-303 | 250 | ppmv |  |  |  | 29.5 |  | 43.5 | Glass AOAC 2008.05 | variable-condition process | 30 |  |  | 5.9 | LR |  | SD |  |  |  | 3 | [10 empty] | glass |  | /cm^2 |  |  | 250
USEPA 2010 Determining the Efficacy of Liquids and Fumigants in Systematic Decontamition Studies for Bacillus anthracis Using Multiple Test Methods |  | Fumigation | CFU/mL | 100000000 |  |  | 0.25 | cm^2 | 2.5e-05 | m^2 |  |  | 221-303 | 250 | ppmv |  |  |  | 29.5 |  | 43.5 | Glass AOAC 2008.05 | variable-condition process | 30 |  |  | 5.4 | LR |  | SD |  |  |  | 3 | [10 empty] | glass |  | /cm^2 |  |  | 250
USEPA 2010 Determining the Efficacy of Liquids and Fumigants in Systematic Decontamition Studies for Bacillus anthracis Using Multiple Test Methods |  | Fumigation | CFU/mL | 100000000 |  |  | 0.25 | cm^2 | 2.5e-05 | m^2 |  |  | 221-303 | 250 | ppmv |  |  |  | 29.5 |  | 43.5 | Glass AOAC 2008.05 | variable-condition process | 30 |  |  | 5.8 | LR |  | SD |  |  |  | 3 | [10 empty] | glass |  | /cm^2 |  |  | 250
USEPA 2010 Determining the Efficacy of Liquids and Fumigants in Systematic Decontamition Studies for Bacillus anthracis Using Multiple Test Methods |  | Fumigation | CFU/mL | 100000000 |  |  | 0.25 | cm^2 | 2.5e-05 | m^2 |  |  | 221-303 | 250 | ppmv |  |  |  | 29.5 |  | 43.5 | Glass AOAC 2008.05 | variable-condition process | 30 |  |  | 5.1 | LR |  | SD |  |  |  | 3 | [10 empty] | glass |  | /cm^2 |  |  | 250
USEPA 2010 Determining the Efficacy of Liquids and Fumigants in Systematic Decontamition Studies for Bacillus anthracis Using Multiple Test Methods |  | Fumigation | CFU/mL | 100000000 |  |  | 0.25 | cm^2 | 2.5e-05 | m^2 |  |  | 221-303 | 250 | ppmv |  |  |  | 29.5 |  | 43.5 | Glass AOAC 2008.05 | variable-condition process | 30 |  |  | 5.9 | LR |  | SD |  |  |  | 3 | [10 empty] | glass |  | /cm^2 |  |  | 250
USEPA 2010 Determining the Efficacy of Liquids and Fumigants in Systematic Decontamition Studies for Bacillus anthracis Using Multiple Test Methods |  | Fumigation | CFU/mL | 100000000 |  |  | 0.25 | cm^2 | 2.5e-05 | m^2 |  |  | 221-303 | 250 | ppmv |  |  |  | 29.5 |  | 43.5 | Glass AOAC 2008.05 | variable-condition process | 30 |  |  | 6.2 | LR |  | SD |  |  |  | 3 | [10 empty] | glass |  | /cm^2 |  |  | 250
USEPA 2010 Determining the Efficacy of Liquids and Fumigants in Systematic Decontamition Studies for Bacillus anthracis Using Multiple Test Methods |  | Fumigation | CFU/mL | 100000000 |  |  | 0.25 | cm^2 | 2.5e-05 | m^2 |  |  | 221-303 | 250 | ppmv |  |  |  | 29.5 |  | 43.5 | Glass AOAC 2008.05 | variable-condition process | 0 |  |  | 6.4 | LR |  | SD |  |  |  | 3 | [10 empty] | glass |  | /cm^2 |  |  | 250
USEPA 2010 Determining the Efficacy of Liquids and Fumigants in Systematic Decontamition Studies for Bacillus anthracis Using Multiple Test Methods |  | Fumigation | CFU/mL | 100000000 |  |  | 0.25 | cm^2 | 2.5e-05 | m^2 |  |  | 221-303 | 250 | ppmv |  |  |  | 29.5 |  | 43.5 | Glass AOAC 2008.05 | variable-condition process | 0 |  |  | 6.3 | LR |  | SD |  |  |  | 3 | [10 empty] | glass |  | /cm^2 |  |  | 250
USEPA 2010 Determining the Efficacy of Liquids and Fumigants in Systematic Decontamition Studies for Bacillus anthracis Using Multiple Test Methods |  | Fumigation | CFU/mL | 100000000 |  |  | 0.25 | cm^2 | 2.5e-05 | m^2 |  |  | 221-303 | 250 | ppmv |  |  |  | 29.5 |  | 43.5 | Glass AOAC 2008.05 | variable-condition process | 0 |  |  | 4.6 | LR |  | SD |  |  |  | 3 | [10 empty] | glass |  | /cm^2 |  |  | 250
USEPA 2010 Determining the Efficacy of Liquids and Fumigants in Systematic Decontamition Studies for Bacillus anthracis Using Multiple Test Methods |  | Fumigation | CFU/mL | 100000000 |  |  | 0.25 | cm^2 | 2.5e-05 | m^2 |  |  | 221-303 | 250 | ppmv |  |  |  | 29.5 |  | 43.5 | Glass AOAC 2008.05 | variable-condition process | 0 |  |  | 6.3 | LR |  | SD |  |  |  | 3 | [10 empty] | glass |  | /cm^2 |  |  | 250
USEPA 2010 Determining the Efficacy of Liquids and Fumigants in Systematic Decontamition Studies for Bacillus anthracis Using Multiple Test Methods |  | Fumigation | CFU/mL | 100000000 |  |  | 0.25 | cm^2 | 2.5e-05 | m^2 |  |  | 221-303 | 250 | ppmv |  |  |  | 29.5 |  | 43.5 | Glass AOAC 2008.05 | variable-condition process | 0 |  |  | 6.4 | LR |  | SD |  |  |  | 3 | [10 empty] | glass |  | /cm^2 |  |  | 250
USEPA 2010 Determining the Efficacy of Liquids and Fumigants in Systematic Decontamition Studies for Bacillus anthracis Using Multiple Test Methods |  | Fumigation | CFU/mL | 100000000 |  |  | 0.25 | cm^2 | 2.5e-05 | m^2 |  |  | 221-303 | 250 | ppmv |  |  |  | 29.5 |  | 43.5 | Glass AOAC 2008.05 | variable-condition process | 0 |  |  | 4.8 | LR |  | SD |  |  |  | 3 | [10 empty] | glass |  | /cm^2 |  |  | 250
USEPA 2010 Determining the Efficacy of Liquids and Fumigants in Systematic Decontamition Studies for Bacillus anthracis Using Multiple Test Methods |  | Fumigation | CFU | 100000000 |  |  | 14.25 | cm^2 | 0.001425 | m^2 |  |  | 221-303 | 250 | ppmv |  |  |  | 29.5 |  | 43.5 | Ceiling Tile | variable-condition process | 90 |  |  | 7 | LR |  | SD |  |  |  | 5 | [10 empty] | ceiling tile |  | /cm^2 |  |  | 250
USEPA 2010 Determining the Efficacy of Liquids and Fumigants in Systematic Decontamition Studies for Bacillus anthracis Using Multiple Test Methods |  | Fumigation | CFU | 100000000 |  |  | 14.25 | cm^2 | 0.001425 | m^2 |  |  | 221-303 | 250 | ppmv |  |  |  | 29.5 |  | 43.5 | Ceiling Tile | variable-condition process | 90 |  |  | 7.6 | LR |  | SD |  |  |  | 5 | [10 empty] | ceiling tile |  | /cm^2 |  |  | 250
USEPA 2010 Determining the Efficacy of Liquids and Fumigants in Systematic Decontamition Studies for Bacillus anthracis Using Multiple Test Methods |  | Fumigation | CFU | 100000000 |  |  | 14.25 | cm^2 | 0.001425 | m^2 |  |  | 221-303 | 250 | ppmv |  |  |  | 29.5 |  | 43.5 | Ceiling Tile | variable-condition process | 90 |  |  | 6.6 | LR |  | SD |  |  |  | 5 | [10 empty] | ceiling tile |  | /cm^2 |  |  | 250
USEPA 2010 Determining the Efficacy of Liquids and Fumigants in Systematic Decontamition Studies for Bacillus anthracis Using Multiple Test Methods |  | Fumigation | CFU | 100000000 |  |  | 14.25 | cm^2 | 0.001425 | m^2 |  |  | 221-303 | 250 | ppmv |  |  |  | 29.5 |  | 43.5 | Ceiling Tile | variable-condition process | 30 |  |  | 6.9 | LR |  | SD |  |  |  | 5 | [10 empty] | ceiling tile |  | /cm^2 |  |  | 250
USEPA 2010 Determining the Efficacy of Liquids and Fumigants in Systematic Decontamition Studies for Bacillus anthracis Using Multiple Test Methods |  | Fumigation | CFU | 100000000 |  |  | 14.25 | cm^2 | 0.001425 | m^2 |  |  | 221-303 | 250 | ppmv |  |  |  | 29.5 |  | 43.5 | Ceiling Tile | variable-condition process | 30 |  |  | 5.2 | LR | 1.2 | SD |  |  |  | 5 | [10 empty] | ceiling tile |  | /cm^2 |  |  | 250
USEPA 2010 Determining the Efficacy of Liquids and Fumigants in Systematic Decontamition Studies for Bacillus anthracis Using Multiple Test Methods |  | Fumigation | CFU | 100000000 |  |  | 14.25 | cm^2 | 0.001425 | m^2 |  |  | 221-303 | 250 | ppmv |  |  |  | 29.5 |  | 43.5 | Ceiling Tile | variable-condition process | 30 |  |  | 6.9 | LR |  | SD |  |  |  | 5 | [10 empty] | ceiling tile |  | /cm^2 |  |  | 250
USEPA 2010 Determining the Efficacy of Liquids and Fumigants in Systematic Decontamition Studies for Bacillus anthracis Using Multiple Test Methods |  | Fumigation | CFU | 100000000 |  |  | 14.25 | cm^2 | 0.001425 | m^2 |  |  | 221-303 | 250 | ppmv |  |  |  | 29.5 |  | 43.5 | Ceiling Tile | variable-condition process | 0 |  |  | 4.7 | LR | 0.3 | SD |  |  |  | 5 | [10 empty] | ceiling tile |  | /cm^2 |  |  | 250
USEPA 2010 Determining the Efficacy of Liquids and Fumigants in Systematic Decontamition Studies for Bacillus anthracis Using Multiple Test Methods |  | Fumigation | CFU | 100000000 |  |  | 14.25 | cm^2 | 0.001425 | m^2 |  |  | 221-303 | 250 | ppmv |  |  |  | 29.5 |  | 43.5 | Ceiling Tile | variable-condition process | 0 |  |  | 5.8 | LR | 1.1000000000000001 | SD |  |  |  | 5 | [10 empty] | ceiling tile |  | /cm^2 |  |  | 250
USEPA 2010 Determining the Efficacy of Liquids and Fumigants in Systematic Decontamition Studies for Bacillus anthracis Using Multiple Test Methods |  | Fumigation | CFU | 100000000 |  |  | 14.25 | cm^2 | 0.001425 | m^2 |  |  | 221-303 | 250 | ppmv |  |  |  | 29.5 |  | 43.5 | Ceiling Tile | variable-condition process | 0 |  |  | 4.4 | LR | 0.3 | SD |  |  |  | 5 | [10 empty] | ceiling tile |  | /cm^2 |  |  | 250
USEPA 2010 Determining the Efficacy of Liquids and Fumigants in Systematic Decontamition Studies for Bacillus anthracis Using Multiple Test Methods |  | Fumigation | CFU | 100000000 |  |  | 14.25 | cm^2 | 0.001425 | m^2 |  |  | 221-303 | 250 | ppmv |  |  |  | 29.5 |  | 43.5 | Galvanized Metal | variable-condition process | 90 | 1 |  | 7.7 | LR |  | SD |  |  |  | 5 | [10 empty] | steel |  | /cm^2 |  |  | 250
USEPA 2010 Determining the Efficacy of Liquids and Fumigants in Systematic Decontamition Studies for Bacillus anthracis Using Multiple Test Methods |  | Fumigation | CFU | 100000000 |  |  | 14.25 | cm^2 | 0.001425 | m^2 |  |  | 221-303 | 250 | ppmv |  |  |  | 29.5 |  | 43.5 | Galvanized Metal | variable-condition process | 90 | 1 |  | 7.7 | LR |  | SD |  |  |  | 5 | [10 empty] | steel |  | /cm^2 |  |  | 250
USEPA 2010 Determining the Efficacy of Liquids and Fumigants in Systematic Decontamition Studies for Bacillus anthracis Using Multiple Test Methods |  | Fumigation | CFU | 100000000 |  |  | 14.25 | cm^2 | 0.001425 | m^2 |  |  | 221-303 | 250 | ppmv |  |  |  | 29.5 |  | 43.5 | Galvanized Metal | variable-condition process | 90 | 1 |  | 7.7 | LR |  | SD |  |  |  | 5 | [10 empty] | steel |  | /cm^2 |  |  | 250
USEPA 2010 Determining the Efficacy of Liquids and Fumigants in Systematic Decontamition Studies for Bacillus anthracis Using Multiple Test Methods |  | Fumigation | CFU | 100000000 |  |  | 14.25 | cm^2 | 0.001425 | m^2 |  |  | 221-303 | 250 | ppmv |  |  |  | 29.5 |  | 43.5 | Galvanized Metal | variable-condition process | 30 | 1 |  | 7.6 | LR |  | SD |  |  |  | 5 | [10 empty] | steel |  | /cm^2 |  |  | 250
USEPA 2010 Determining the Efficacy of Liquids and Fumigants in Systematic Decontamition Studies for Bacillus anthracis Using Multiple Test Methods |  | Fumigation | CFU | 100000000 |  |  | 14.25 | cm^2 | 0.001425 | m^2 |  |  | 221-303 | 250 | ppmv |  |  |  | 29.5 |  | 43.5 | Galvanized Metal | variable-condition process | 30 | 1 |  | 7.8 | LR |  | SD |  |  |  | 5 | [10 empty] | steel |  | /cm^2 |  |  | 250
USEPA 2010 Determining the Efficacy of Liquids and Fumigants in Systematic Decontamition Studies for Bacillus anthracis Using Multiple Test Methods |  | Fumigation | CFU | 100000000 |  |  | 14.25 | cm^2 | 0.001425 | m^2 |  |  | 221-303 | 250 | ppmv |  |  |  | 29.5 |  | 43.5 | Galvanized Metal | variable-condition process | 30 | 1 |  | 7.6 | LR |  | SD |  |  |  | 5 | [10 empty] | steel |  | /cm^2 |  |  | 250
USEPA 2010 Determining the Efficacy of Liquids and Fumigants in Systematic Decontamition Studies for Bacillus anthracis Using Multiple Test Methods |  | Fumigation | CFU | 100000000 |  |  | 14.25 | cm^2 | 0.001425 | m^2 |  |  | 221-303 | 250 | ppmv |  |  |  | 29.5 |  | 43.5 | Galvanized Metal | variable-condition process | 0 | 1 |  | 7.6 | LR |  | SD |  |  |  | 5 | [10 empty] | steel |  | /cm^2 |  |  | 250
USEPA 2010 Determining the Efficacy of Liquids and Fumigants in Systematic Decontamition Studies for Bacillus anthracis Using Multiple Test Methods |  | Fumigation | CFU | 100000000 |  |  | 14.25 | cm^2 | 0.001425 | m^2 |  |  | 221-303 | 250 | ppmv |  |  |  | 29.5 |  | 43.5 | Galvanized Metal | variable-condition process | 0 | 1 |  | 7.7 | LR |  | SD |  |  |  | 5 | [10 empty] | steel |  | /cm^2 |  |  | 250
USEPA 2010 Determining the Efficacy of Liquids and Fumigants in Systematic Decontamition Studies for Bacillus anthracis Using Multiple Test Methods |  | Fumigation | CFU | 100000000 |  |  | 14.25 | cm^2 | 0.001425 | m^2 |  |  | 221-303 | 250 | ppmv |  |  |  | 29.5 |  | 43.5 | Galvanized Metal | variable-condition process | 0 | 1 |  | 7 | LR | 1 | SD |  |  |  | 5 | [10 empty] | steel |  | /cm^2 |  |  | 250
USEPA 2010 Determining the Efficacy of Liquids and Fumigants in Systematic Decontamition Studies for Bacillus anthracis Using Multiple Test Methods |  | Fumigation | CFU | 100000000 |  |  | 0.25 | cm^2 | 2.5e-05 | m^2 |  |  | 221-303 | 250 | ppmv |  |  |  | 29.5 |  | 43.5 | Glass | variable-condition process | 90 | 1 |  | 6.8 | LR |  | SD |  |  |  | 5 | [10 empty] | glass |  | /cm^2 |  |  | 250
USEPA 2010 Determining the Efficacy of Liquids and Fumigants in Systematic Decontamition Studies for Bacillus anthracis Using Multiple Test Methods |  | Fumigation | CFU | 100000000 |  |  | 0.25 | cm^2 | 2.5e-05 | m^2 |  |  | 221-303 | 250 | ppmv |  |  |  | 29.5 |  | 43.5 | Glass | variable-condition process | 90 | 1 |  | 6.5 | LR |  | SD |  |  |  | 5 | [10 empty] | glass |  | /cm^2 |  |  | 250
USEPA 2010 Determining the Efficacy of Liquids and Fumigants in Systematic Decontamition Studies for Bacillus anthracis Using Multiple Test Methods |  | Fumigation | CFU | 100000000 |  |  | 0.25 | cm^2 | 2.5e-05 | m^2 |  |  | 221-303 | 250 | ppmv |  |  |  | 29.5 |  | 43.5 | Glass | variable-condition process | 90 | 1 |  | 6.7 | LR |  | SD |  |  |  | 5 | [10 empty] | glass |  | /cm^2 |  |  | 250
USEPA 2010 Determining the Efficacy of Liquids and Fumigants in Systematic Decontamition Studies for Bacillus anthracis Using Multiple Test Methods |  | Fumigation | CFU | 100000000 |  |  | 0.25 | cm^2 | 2.5e-05 | m^2 |  |  | 221-303 | 250 | ppmv |  |  |  | 29.5 |  | 43.5 | Glass | variable-condition process | 30 | 1 |  | 6.8 | LR |  | SD |  |  |  | 5 | [10 empty] | glass |  | /cm^2 |  |  | 250
USEPA 2010 Determining the Efficacy of Liquids and Fumigants in Systematic Decontamition Studies for Bacillus anthracis Using Multiple Test Methods |  | Fumigation | CFU | 100000000 |  |  | 0.25 | cm^2 | 2.5e-05 | m^2 |  |  | 221-303 | 250 | ppmv |  |  |  | 29.5 |  | 43.5 | Glass | variable-condition process | 30 | 1 |  | 6.8 | LR |  | SD |  |  |  | 5 | [10 empty] | glass |  | /cm^2 |  |  | 250
USEPA 2010 Determining the Efficacy of Liquids and Fumigants in Systematic Decontamition Studies for Bacillus anthracis Using Multiple Test Methods |  | Fumigation | CFU | 100000000 |  |  | 0.25 | cm^2 | 2.5e-05 | m^2 |  |  | 221-303 | 250 | ppmv |  |  |  | 29.5 |  | 43.5 | Glass | variable-condition process | 30 | 1 |  | 6.7 | LR |  | SD |  |  |  | 5 | [10 empty] | glass |  | /cm^2 |  |  | 250
USEPA 2010 Determining the Efficacy of Liquids and Fumigants in Systematic Decontamition Studies for Bacillus anthracis Using Multiple Test Methods |  | Fumigation | CFU | 100000000 |  |  | 0.25 | cm^2 | 2.5e-05 | m^2 |  |  | 221-303 | 250 | ppmv |  |  |  | 29.5 |  | 43.5 | Glass | variable-condition process | 0 | 1 |  | 6.2 | LR | 0.9 | SD |  |  |  | 5 | [10 empty] | glass |  | /cm^2 |  |  | 250
USEPA 2010 Determining the Efficacy of Liquids and Fumigants in Systematic Decontamition Studies for Bacillus anthracis Using Multiple Test Methods |  | Fumigation | CFU | 100000000 |  |  | 0.25 | cm^2 | 2.5e-05 | m^2 |  |  | 221-303 | 250 | ppmv |  |  |  | 29.5 |  | 43.5 | Glass | variable-condition process | 0 | 1 |  | 6.5 | LR |  | SD |  |  |  | 5 | [10 empty] | glass |  | /cm^2 |  |  | 250
USEPA 2010 Determining the Efficacy of Liquids and Fumigants in Systematic Decontamition Studies for Bacillus anthracis Using Multiple Test Methods |  | Fumigation | CFU | 100000000 |  |  | 0.25 | cm^2 | 2.5e-05 | m^2 |  |  | 221-303 | 250 | ppmv |  |  |  | 29.5 |  | 43.5 | Glass | variable-condition process | 0 | 1 |  | 5 | LR | 0.9 | SD |  |  |  | 5 | [10 empty] | glass |  | /cm^2 |  |  | 250
USEPA 2010 Determining the Efficacy of Liquids and Fumigants in Systematic Decontamition Studies for Bacillus anthracis Using Multiple Test Methods |  | Fumigation | CFU | 100000000 | [8 empty] | 221-303 | 250 | ppmv |  |  |  | 29.5 |  | 43.5 | BI Stainless Steel in Tyvek® Packaging | variable-condition process | 90 |  |  | 3 | QualPos |  | SD |  |  |  | 5 | [10 empty] | steel |  | /cm^2 |  |  | 250 | 3
USEPA 2010 Determining the Efficacy of Liquids and Fumigants in Systematic Decontamition Studies for Bacillus anthracis Using Multiple Test Methods |  | Fumigation | CFU | 100000000 | [8 empty] | 221-303 | 250 | ppmv |  |  |  | 29.5 |  | 43.5 | BI Stainless Steel in Tyvek® Packaging | variable-condition process | 90 |  |  | 3 | QualPos |  | SD |  |  |  | 5 | [10 empty] | steel |  | /cm^2 |  |  | 250 | 3
USEPA 2010 Determining the Efficacy of Liquids and Fumigants in Systematic Decontamition Studies for Bacillus anthracis Using Multiple Test Methods |  | Fumigation | CFU | 100000000 | [8 empty] | 221-303 | 250 | ppmv |  |  |  | 29.5 |  | 43.5 | BI Stainless Steel in Tyvek® Packaging | variable-condition process | 90 |  |  | 2 | QualPos |  | SD |  |  |  | 5 | [10 empty] | steel |  | /cm^2 |  |  | 250 | 2
USEPA 2010 Determining the Efficacy of Liquids and Fumigants in Systematic Decontamition Studies for Bacillus anthracis Using Multiple Test Methods |  | Fumigation | CFU | 100000000 | [8 empty] | 221-303 | 250 | ppmv |  |  |  | 29.5 |  | 43.5 | BI Stainless Steel in Tyvek® Packaging | variable-condition process | 30 |  |  | 3 | QualPos |  | SD |  |  |  | 5 | [10 empty] | steel |  | /cm^2 |  |  | 250 | 3
USEPA 2010 Determining the Efficacy of Liquids and Fumigants in Systematic Decontamition Studies for Bacillus anthracis Using Multiple Test Methods |  | Fumigation | CFU | 100000000 | [8 empty] | 221-303 | 250 | ppmv |  |  |  | 29.5 |  | 43.5 | BI Stainless Steel in Tyvek® Packaging | variable-condition process | 30 | 1 |  | 3 | QualPos |  | SD |  |  |  | 5 | [10 empty] | steel |  | /cm^2 |  |  | 250 | 3
USEPA 2010 Determining the Efficacy of Liquids and Fumigants in Systematic Decontamition Studies for Bacillus anthracis Using Multiple Test Methods |  | Fumigation | CFU | 100000000 | [8 empty] | 221-303 | 250 | ppmv |  |  |  | 29.5 |  | 43.5 | BI Stainless Steel in Tyvek® Packaging | variable-condition process | 30 | 1 |  | 2 | QualPos |  | SD |  |  |  | 5 | [10 empty] | steel |  | /cm^2 |  |  | 250 | 2
USEPA 2010 Determining the Efficacy of Liquids and Fumigants in Systematic Decontamition Studies for Bacillus anthracis Using Multiple Test Methods |  | Fumigation | CFU | 100000000 | [8 empty] | 221-303 | 250 | ppmv |  |  |  | 29.5 |  | 43.5 | BI Stainless Steel in Tyvek® Packaging | variable-condition process | 0 | 1 |  | 4 | QualPos |  | SD |  |  |  | 5 | [10 empty] | steel |  | /cm^2 |  |  | 250 | 4
USEPA 2010 Determining the Efficacy of Liquids and Fumigants in Systematic Decontamition Studies for Bacillus anthracis Using Multiple Test Methods |  | Fumigation | CFU | 100000000 | [8 empty] | 221-303 | 250 | ppmv |  |  |  | 29.5 |  | 43.5 | BI Stainless Steel in Tyvek® Packaging | variable-condition process | 0 | 1 |  | 5 | QualPos |  | SD |  |  |  | 5 | [10 empty] | steel |  | /cm^2 |  |  | 250 | 5
USEPA 2010 Determining the Efficacy of Liquids and Fumigants in Systematic Decontamition Studies for Bacillus anthracis Using Multiple Test Methods |  | Fumigation | CFU | 100000000 | [8 empty] | 221-303 | 250 | ppmv |  |  |  | 29.5 |  | 43.5 | BI Stainless Steel in Tyvek® Packaging | variable-condition process | 0 | 1 |  | 4 | QualPos |  | SD |  |  |  | 5 | [10 empty] | steel |  | /cm^2 |  |  | 250 | 4
USEPA 2010 Determining the Efficacy of Liquids and Fumigants in Systematic Decontamition Studies for Bacillus anthracis Using Multiple Test Methods |  | Fumigation | CFU | 100000000 | [8 empty] | 0.1 | 211 | mg/L |  |  | 2 | 37 | 5 | 75 | Porcelain Penicylinder | steady-state conditions | 1080 | 1 |  | 4 | QualPos |  | SD |  |  | 5.95 | 30 | [10 empty] | smooth tile |  | /cm^2 |  | 211 |  | 4 | 5.95
USEPA 2010 Determining the Efficacy of Liquids and Fumigants in Systematic Decontamition Studies for Bacillus anthracis Using Multiple Test Methods |  | Fumigation | CFU | 100000000 | [8 empty] | 0.1 | 211 | mg/L |  |  | 2 | 37 | 5 | 75 | Porcelain Penicylinder | steady-state conditions | 1080 | 1 |  | 11 | QualPos |  | SD |  |  | 5.95 | 30 | [10 empty] | smooth tile |  | /cm^2 |  | 211 |  | 11 | 5.95
USEPA 2010 Determining the Efficacy of Liquids and Fumigants in Systematic Decontamition Studies for Bacillus anthracis Using Multiple Test Methods |  | Fumigation | CFU | 100000000 | [8 empty] | 0.1 | 211 | mg/L |  |  | 2 | 37 | 5 | 75 | Porcelain Penicylinder | steady-state conditions | 1080 | 1 |  | 6 | QualPos |  | SD |  |  | 5.95 | 30 | [10 empty] | smooth tile |  | /cm^2 |  | 211 |  | 6 | 5.95
USEPA 2010 Determining the Efficacy of Liquids and Fumigants in Systematic Decontamition Studies for Bacillus anthracis Using Multiple Test Methods |  | Fumigation | CFU | 100000000 | [8 empty] | 0.1 | 211 | mg/L |  |  | 2 | 37 | 5 | 75 | Porcelain Penicylinder | steady-state conditions | 1080 | 1 |  | 30 | QualPos |  | SD |  |  | 5.73 | 30 | [10 empty] | smooth tile |  | /cm^2 |  | 211 |  | 30 | 5.73
USEPA 2010 Determining the Efficacy of Liquids and Fumigants in Systematic Decontamition Studies for Bacillus anthracis Using Multiple Test Methods |  | Fumigation | CFU | 100000000 | [8 empty] | 0.1 | 211 | mg/L |  |  | 2 | 37 | 5 | 75 | Porcelain Penicylinder | steady-state conditions | 1080 | 2 |  | 30 | QualPos |  | SD |  |  | 5.73 | 30 | [10 empty] | smooth tile |  | /cm^2 |  | 211 |  | 30 | 5.73
USEPA 2010 Determining the Efficacy of Liquids and Fumigants in Systematic Decontamition Studies for Bacillus anthracis Using Multiple Test Methods |  | Fumigation | CFU | 100000000 | [8 empty] | 0.1 | 211 | mg/L |  |  | 2 | 37 | 5 | 75 | Porcelain Penicylinder | steady-state conditions | 1080 | 2 |  | 30 | QualPos |  | SD |  |  | 5.73 | 30 | [10 empty] | smooth tile |  | /cm^2 |  | 211 |  | 30 | 5.73
USEPA 2010 Determining the Efficacy of Liquids and Fumigants in Systematic Decontamition Studies for Bacillus anthracis Using Multiple Test Methods |  | Fumigation | CFU | 100000000 | [8 empty] | 0.1 | 211 | mg/L |  |  | 2 | 37 | 5 | 75 | Porcelain Penicylinder | steady-state conditions | 540 | 2 |  | 30 | QualPos |  | SD |  |  | 5.93 | 30 | [10 empty] | smooth tile |  | /cm^2 |  | 211 |  | 30 | 5.93
USEPA 2010 Determining the Efficacy of Liquids and Fumigants in Systematic Decontamition Studies for Bacillus anthracis Using Multiple Test Methods |  | Fumigation | CFU | 100000000 | [8 empty] | 0.1 | 211 | mg/L |  |  | 2 | 37 | 5 | 75 | Porcelain Penicylinder | steady-state conditions | 540 | 2 |  | 30 | QualPos |  | SD |  |  | 5.93 | 30 | [10 empty] | smooth tile |  | /cm^2 |  | 211 |  | 30 | 5.93
USEPA 2010 Determining the Efficacy of Liquids and Fumigants in Systematic Decontamition Studies for Bacillus anthracis Using Multiple Test Methods |  | Fumigation | CFU | 100000000 | [8 empty] | 0.1 | 211 | mg/L |  |  | 2 | 37 | 5 | 75 | Porcelain Penicylinder | steady-state conditions | 540 | 2 |  | 30 | QualPos |  | SD |  |  | 5.93 | 30 | [10 empty] | smooth tile |  | /cm^2 |  | 211 |  | 30 | 5.93
USEPA 2010 Determining the Efficacy of Liquids and Fumigants in Systematic Decontamition Studies for Bacillus anthracis Using Multiple Test Methods |  | Fumigation | CFU | 100000000 | [8 empty] | 0.1 | 211 | mg/L |  |  | 2 | 37 | 5 | 75 | Porcelain Penicylinder | steady-state conditions | 540 | 2 |  | 30 | QualPos |  | SD |  |  | 5.78 | 30 | [10 empty] | smooth tile |  | /cm^2 |  | 211 |  | 30 | 5.78
USEPA 2010 Determining the Efficacy of Liquids and Fumigants in Systematic Decontamition Studies for Bacillus anthracis Using Multiple Test Methods |  | Fumigation | CFU | 100000000 | [8 empty] | 0.1 | 211 | mg/L |  |  | 2 | 37 | 5 | 75 | Porcelain Penicylinder | steady-state conditions | 540 | 2 |  | 30 | QualPos |  | SD |  |  | 5.78 | 30 | [10 empty] | smooth tile |  | /cm^2 |  | 211 |  | 30 | 5.78
USEPA 2010 Determining the Efficacy of Liquids and Fumigants in Systematic Decontamition Studies for Bacillus anthracis Using Multiple Test Methods |  | Fumigation | CFU | 100000000 | [8 empty] | 0.1 | 211 | mg/L |  |  | 2 | 37 | 5 | 75 | Porcelain Penicylinder | steady-state conditions | 540 | 2 |  | 30 | QualPos |  | SD |  |  | 5.78 | 30 | [10 empty] | smooth tile |  | /cm^2 |  | 211 |  | 30 | 5.78
USEPA 2010 Determining the Efficacy of Liquids and Fumigants in Systematic Decontamition Studies for Bacillus anthracis Using Multiple Test Methods |  | Fumigation | CFU | 100000000 | [8 empty] | 0.1 | 211 | mg/L |  |  | 2 | 25 | 5 | 75 | Porcelain Penicylinder | steady-state conditions | 540 | 2 |  | 30 | QualPos |  | SD |  |  | 5.93 | 30 | [10 empty] | smooth tile |  | /cm^2 |  | 211 |  | 30 | 5.93
USEPA 2010 Determining the Efficacy of Liquids and Fumigants in Systematic Decontamition Studies for Bacillus anthracis Using Multiple Test Methods |  | Fumigation | CFU | 100000000 | [8 empty] | 0.1 | 211 | mg/L |  |  | 2 | 25 | 5 | 75 | Porcelain Penicylinder | steady-state conditions | 540 |  |  | 30 | QualPos |  | SD |  |  | 5.93 | 30 | [10 empty] | smooth tile |  | /cm^2 |  | 211 |  | 30 | 5.93
USEPA 2010 Determining the Efficacy of Liquids and Fumigants in Systematic Decontamition Studies for Bacillus anthracis Using Multiple Test Methods |  | Fumigation | CFU | 100000000 | [8 empty] | 0.1 | 211 | mg/L |  |  | 2 | 25 | 5 | 75 | Porcelain Penicylinder | steady-state conditions | 540 |  |  | 30 | QualPos |  | SD |  |  | 5.93 | 30 | [10 empty] | smooth tile |  | /cm^2 |  | 211 |  | 30 | 5.93
USEPA 2010 Determining the Efficacy of Liquids and Fumigants in Systematic Decontamition Studies for Bacillus anthracis Using Multiple Test Methods |  | Fumigation | CFU | 100000000 | [8 empty] | 0.1 | 211 | mg/L |  |  | 2 | 25 | 5 | 75 | Porcelain Penicylinder | steady-state conditions | 540 |  |  | 30 | QualPos |  | SD |  |  | 5.78 | 30 | [10 empty] | smooth tile |  | /cm^2 |  | 211 |  | 30 | 5.78
USEPA 2010 Determining the Efficacy of Liquids and Fumigants in Systematic Decontamition Studies for Bacillus anthracis Using Multiple Test Methods |  | Fumigation | CFU | 100000000 | [8 empty] | 0.1 | 211 | mg/L |  |  | 2 | 25 | 5 | 75 | Porcelain Penicylinder | steady-state conditions | 540 |  |  | 30 | QualPos |  | SD |  |  | 5.78 | 30 | [10 empty] | smooth tile |  | /cm^2 |  | 211 |  | 30 | 5.78
USEPA 2010 Determining the Efficacy of Liquids and Fumigants in Systematic Decontamition Studies for Bacillus anthracis Using Multiple Test Methods |  | Fumigation | CFU | 100000000 | [8 empty] | 0.1 | 211 | mg/L |  |  | 2 | 25 | 5 | 75 | Porcelain Penicylinder | steady-state conditions | 540 |  |  | 30 | QualPos |  | SD |  |  | 5.78 | 30 | [10 empty] | smooth tile |  | /cm^2 |  | 211 |  | 30 | 5.78
USEPA 2010 Determining the Efficacy of Liquids and Fumigants in Systematic Decontamition Studies for Bacillus anthracis Using Multiple Test Methods |  | Fumigation | CFU | 100000000 | [8 empty] | 0.1 | 211 | mg/L |  |  | 2 | 37 | 5 | 75 | Suture Loop | steady-state conditions | 1080 |  |  | 0 | QualPos |  | SD |  |  | 5.69 | 30 | [12 empty] | /cm^2 |  | 211 |  | 0 | 5.69
USEPA 2010 Determining the Efficacy of Liquids and Fumigants in Systematic Decontamition Studies for Bacillus anthracis Using Multiple Test Methods |  | Fumigation | CFU | 100000000 | [8 empty] | 0.1 | 211 | mg/L |  |  | 2 | 37 | 5 | 75 | Suture Loop | steady-state conditions | 1080 |  |  | 0 | QualPos |  | SD |  |  | 5.69 | 30 | [12 empty] | /cm^2 |  | 211 |  | 0 | 5.69
USEPA 2010 Determining the Efficacy of Liquids and Fumigants in Systematic Decontamition Studies for Bacillus anthracis Using Multiple Test Methods |  | Fumigation | CFU | 100000000 | [8 empty] | 0.1 | 211 | mg/L |  |  | 2 | 37 | 5 | 75 | Suture Loop | steady-state conditions | 1080 |  |  | 1 | QualPos |  | SD |  |  | 5.69 | 30 | [12 empty] | /cm^2 |  | 211 |  | 1 | 5.69
USEPA 2010 Determining the Efficacy of Liquids and Fumigants in Systematic Decontamition Studies for Bacillus anthracis Using Multiple Test Methods |  | Fumigation | CFU | 100000000 | [8 empty] | 0.1 | 211 | mg/L |  |  | 2 | 37 | 5 | 75 | Suture Loop | steady-state conditions | 1080 |  |  | 30 | QualPos |  | SD |  |  | 5.56 | 30 | [12 empty] | /cm^2 |  | 211 |  | 30 | 5.56
USEPA 2010 Determining the Efficacy of Liquids and Fumigants in Systematic Decontamition Studies for Bacillus anthracis Using Multiple Test Methods |  | Fumigation | CFU | 100000000 | [8 empty] | 0.1 | 211 | mg/L |  |  | 2 | 37 | 5 | 75 | Suture Loop | steady-state conditions | 1080 |  |  | 30 | QualPos |  | SD |  |  | 5.56 | 30 | [12 empty] | /cm^2 |  | 211 |  | 30 | 5.56
USEPA 2010 Determining the Efficacy of Liquids and Fumigants in Systematic Decontamition Studies for Bacillus anthracis Using Multiple Test Methods |  | Fumigation | CFU | 100000000 | [8 empty] | 0.1 | 211 | mg/L |  |  | 2 | 37 | 5 | 75 | Suture Loop | steady-state conditions | 1080 |  |  | 30 | QualPos |  | SD |  |  | 5.56 | 30 | [12 empty] | /cm^2 |  | 211 |  | 30 | 5.56
USEPA 2010 Determining the Efficacy of Liquids and Fumigants in Systematic Decontamition Studies for Bacillus anthracis Using Multiple Test Methods |  | Fumigation | CFU | 100000000 | [8 empty] | 0.1 | 211 | mg/L |  |  | 2 | 37 | 5 | 75 | Suture Loop | steady-state conditions | 540 | 1 |  | 30 | QualPos |  | SD |  |  | 5.69 | 30 | [12 empty] | /cm^2 |  | 211 |  | 30 | 5.69
USEPA 2010 Determining the Efficacy of Liquids and Fumigants in Systematic Decontamition Studies for Bacillus anthracis Using Multiple Test Methods |  | Fumigation | CFU | 100000000 | [8 empty] | 0.1 | 211 | mg/L |  |  | 2 | 37 | 5 | 75 | Suture Loop | steady-state conditions | 540 | 1 |  | 30 | QualPos |  | SD |  |  | 5.69 | 30 | [12 empty] | /cm^2 |  | 211 |  | 30 | 5.69
USEPA 2010 Determining the Efficacy of Liquids and Fumigants in Systematic Decontamition Studies for Bacillus anthracis Using Multiple Test Methods |  | Fumigation | CFU | 100000000 | [8 empty] | 0.1 | 211 | mg/L |  |  | 2 | 37 | 5 | 75 | Suture Loop | steady-state conditions | 540 | 1 |  | 30 | QualPos |  | SD |  |  | 5.69 | 30 | [12 empty] | /cm^2 |  | 211 |  | 30 | 5.69
USEPA 2010 Determining the Efficacy of Liquids and Fumigants in Systematic Decontamition Studies for Bacillus anthracis Using Multiple Test Methods |  | Fumigation | CFU | 100000000 | [8 empty] | 0.1 | 211 | mg/L |  |  | 2 | 37 | 5 | 75 | Suture Loop | steady-state conditions | 540 | 1 |  | 30 | QualPos |  | SD |  |  | 5.54 | 30 | [12 empty] | /cm^2 |  | 211 |  | 30 | 5.54
USEPA 2010 Determining the Efficacy of Liquids and Fumigants in Systematic Decontamition Studies for Bacillus anthracis Using Multiple Test Methods |  | Fumigation | CFU | 100000000 | [8 empty] | 0.1 | 211 | mg/L |  |  | 2 | 37 | 5 | 75 | Suture Loop | steady-state conditions | 540 | 1 |  | 30 | QualPos |  | SD |  |  | 5.54 | 30 | [12 empty] | /cm^2 |  | 211 |  | 30 | 5.54
USEPA 2010 Determining the Efficacy of Liquids and Fumigants in Systematic Decontamition Studies for Bacillus anthracis Using Multiple Test Methods |  | Fumigation | CFU | 100000000 | [8 empty] | 0.1 | 211 | mg/L |  |  | 2 | 37 | 5 | 75 | Suture Loop | steady-state conditions | 540 | 1 |  | 30 | QualPos |  | SD |  |  | 5.54 | 30 | [12 empty] | /cm^2 |  | 211 |  | 30 | 5.54
USEPA 2010 Determining the Efficacy of Liquids and Fumigants in Systematic Decontamition Studies for Bacillus anthracis Using Multiple Test Methods |  | Fumigation | CFU | 100000000 | [8 empty] | 0.1 | 211 | mg/L |  |  | 2 | 25 | 5 | 75 | Suture Loop | steady-state conditions | 540 | 1 |  | 30 | QualPos |  | SD |  |  | 5.69 | 30 | [12 empty] | /cm^2 |  | 211 |  | 30 | 5.69
USEPA 2010 Determining the Efficacy of Liquids and Fumigants in Systematic Decontamition Studies for Bacillus anthracis Using Multiple Test Methods |  | Fumigation | CFU | 100000000 | [8 empty] | 0.1 | 211 | mg/L |  |  | 2 | 25 | 5 | 75 | Suture Loop | steady-state conditions | 540 | 1 |  | 30 | QualPos |  | SD |  |  | 5.69 | 30 | [12 empty] | /cm^2 |  | 211 |  | 30 | 5.69
USEPA 2010 Determining the Efficacy of Liquids and Fumigants in Systematic Decontamition Studies for Bacillus anthracis Using Multiple Test Methods |  | Fumigation | CFU | 100000000 | [8 empty] | 0.1 | 211 | mg/L |  |  | 2 | 25 | 5 | 75 | Suture Loop | steady-state conditions | 540 | 1 |  | 30 | QualPos |  | SD |  |  | 5.69 | 30 | [12 empty] | /cm^2 |  | 211 |  | 30 | 5.69
USEPA 2010 Determining the Efficacy of Liquids and Fumigants in Systematic Decontamition Studies for Bacillus anthracis Using Multiple Test Methods |  | Fumigation | CFU | 100000000 | [8 empty] | 0.1 | 211 | mg/L |  |  | 2 | 25 | 5 | 75 | Suture Loop | steady-state conditions | 540 | 1 |  | 30 | QualPos |  | SD |  |  | 5.54 | 30 | [12 empty] | /cm^2 |  | 211 |  | 30 | 5.54
USEPA 2010 Determining the Efficacy of Liquids and Fumigants in Systematic Decontamition Studies for Bacillus anthracis Using Multiple Test Methods |  | Fumigation | CFU | 100000000 | [8 empty] | 0.1 | 211 | mg/L |  |  | 2 | 25 | 5 | 75 | Suture Loop | steady-state conditions | 540 | 1 |  | 30 | QualPos |  | SD |  |  | 5.54 | 30 | [12 empty] | /cm^2 |  | 211 |  | 30 | 5.54
USEPA 2010 Determining the Efficacy of Liquids and Fumigants in Systematic Decontamition Studies for Bacillus anthracis Using Multiple Test Methods |  | Fumigation | CFU | 100000000 | [8 empty] | 0.1 | 211 | mg/L |  |  | 2 | 25 | 5 | 75 | Suture Loop | steady-state conditions | 540 | 1 |  | 30 | QualPos |  | SD |  |  | 5.54 | 30 | [12 empty] | /cm^2 |  | 211 |  | 30 | 5.54
USEPA 2010 Determining the Efficacy of Liquids and Fumigants in Systematic Decontamition Studies for Bacillus anthracis Using Multiple Test Methods |  | Fumigation | CFU/mL | 100000000 |  |  | 0.25 | cm^2 | 2.5e-05 | m^2 |  |  | 0.1 | 211 | mg/L |  |  | 2 | 37 | 5 | 75 | Glass AOAC 2008.05 | steady-state conditions | 1080 | 1 |  | 6.5 | LR |  | SD |  |  |  | 3 | [10 empty] | glass |  | /cm^2 |  | 211
USEPA 2010 Determining the Efficacy of Liquids and Fumigants in Systematic Decontamition Studies for Bacillus anthracis Using Multiple Test Methods |  | Fumigation | CFU/mL | 100000000 |  |  | 0.25 | cm^2 | 2.5e-05 | m^2 |  |  | 0.1 | 211 | mg/L |  |  | 2 | 37 | 5 | 75 | Glass AOAC 2008.05 | steady-state conditions | 1080 | 1 |  | 6.1 | LR |  | SD |  |  |  | 3 | [10 empty] | glass |  | /cm^2 |  | 211
USEPA 2010 Determining the Efficacy of Liquids and Fumigants in Systematic Decontamition Studies for Bacillus anthracis Using Multiple Test Methods |  | Fumigation | CFU/mL | 100000000 |  |  | 0.25 | cm^2 | 2.5e-05 | m^2 |  |  | 0.1 | 211 | mg/L |  |  | 2 | 37 | 5 | 75 | Glass AOAC 2008.05 | steady-state conditions | 1080 | 1 |  | 5.9 | LR |  | SD |  |  |  | 3 | [10 empty] | glass |  | /cm^2 |  | 211
USEPA 2010 Determining the Efficacy of Liquids and Fumigants in Systematic Decontamition Studies for Bacillus anthracis Using Multiple Test Methods |  | Fumigation | CFU/mL | 100000000 |  |  | 0.25 | cm^2 | 2.5e-05 | m^2 |  |  | 0.1 | 211 | mg/L |  |  | 2 | 37 | 5 | 75 | Glass AOAC 2008.05 | steady-state conditions | 1080 | 1 |  | 1.6 | LR |  | SD |  |  |  | 3 | [10 empty] | glass |  | /cm^2 |  | 211
USEPA 2010 Determining the Efficacy of Liquids and Fumigants in Systematic Decontamition Studies for Bacillus anthracis Using Multiple Test Methods |  | Fumigation | CFU/mL | 100000000 |  |  | 0.25 | cm^2 | 2.5e-05 | m^2 |  |  | 0.1 | 211 | mg/L |  |  | 2 | 37 | 5 | 75 | Glass AOAC 2008.05 | steady-state conditions | 1080 | 1 |  | 2 | LR |  | SD |  |  |  | 3 | [10 empty] | glass |  | /cm^2 |  | 211
USEPA 2010 Determining the Efficacy of Liquids and Fumigants in Systematic Decontamition Studies for Bacillus anthracis Using Multiple Test Methods |  | Fumigation | CFU/mL | 100000000 |  |  | 0.25 | cm^2 | 2.5e-05 | m^2 |  |  | 0.1 | 211 | mg/L |  |  | 2 | 37 | 5 | 75 | Glass AOAC 2008.05 | steady-state conditions | 1080 | 1 |  | 1.5 | LR |  | SD |  |  |  | 3 | [10 empty] | glass |  | /cm^2 |  | 211
USEPA 2010 Determining the Efficacy of Liquids and Fumigants in Systematic Decontamition Studies for Bacillus anthracis Using Multiple Test Methods |  | Fumigation | CFU/mL | 100000000 |  |  | 0.25 | cm^2 | 2.5e-05 | m^2 |  |  | 0.1 | 211 | mg/L |  |  | 2 | 37 | 5 | 75 | Glass AOAC 2008.05 | steady-state conditions | 540 | 1 |  | 2.7 | LR |  | SD |  |  |  | 3 | [10 empty] | glass |  | /cm^2 |  | 211
USEPA 2010 Determining the Efficacy of Liquids and Fumigants in Systematic Decontamition Studies for Bacillus anthracis Using Multiple Test Methods |  | Fumigation | CFU/mL | 100000000 |  |  | 0.25 | cm^2 | 2.5e-05 | m^2 |  |  | 0.1 | 211 | mg/L |  |  | 2 | 37 | 5 | 75 | Glass AOAC 2008.05 | steady-state conditions | 540 | 1 |  | 2.7 | LR |  | SD |  |  |  | 3 | [10 empty] | glass |  | /cm^2 |  | 211
USEPA 2010 Determining the Efficacy of Liquids and Fumigants in Systematic Decontamition Studies for Bacillus anthracis Using Multiple Test Methods |  | Fumigation | CFU/mL | 100000000 |  |  | 0.25 | cm^2 | 2.5e-05 | m^2 |  |  | 0.1 | 211 | mg/L |  |  | 2 | 37 | 5 | 75 | Glass AOAC 2008.05 | steady-state conditions | 540 | 1 |  | 2.6 | LR |  | SD |  |  |  | 3 | [10 empty] | glass |  | /cm^2 |  | 211
USEPA 2010 Determining the Efficacy of Liquids and Fumigants in Systematic Decontamition Studies for Bacillus anthracis Using Multiple Test Methods |  | Fumigation | CFU/mL | 100000000 |  |  | 0.25 | cm^2 | 2.5e-05 | m^2 |  |  | 0.1 | 211 | mg/L |  |  | 2 | 37 | 5 | 75 | Glass AOAC 2008.05 | steady-state conditions | 540 | 1 |  | 1.9 | LR |  | SD |  |  |  | 3 | [10 empty] | glass |  | /cm^2 |  | 211
USEPA 2010 Determining the Efficacy of Liquids and Fumigants in Systematic Decontamition Studies for Bacillus anthracis Using Multiple Test Methods |  | Fumigation | CFU/mL | 100000000 |  |  | 0.25 | cm^2 | 2.5e-05 | m^2 |  |  | 0.1 | 211 | mg/L |  |  | 2 | 37 | 5 | 75 | Glass AOAC 2008.05 | steady-state conditions | 540 | 1 |  | 2 | LR |  | SD |  |  |  | 3 | [10 empty] | glass |  | /cm^2 |  | 211
USEPA 2010 Determining the Efficacy of Liquids and Fumigants in Systematic Decontamition Studies for Bacillus anthracis Using Multiple Test Methods |  | Fumigation | CFU/mL | 100000000 |  |  | 0.25 | cm^2 | 2.5e-05 | m^2 |  |  | 0.1 | 211 | mg/L |  |  | 2 | 37 | 5 | 75 | Glass AOAC 2008.05 | steady-state conditions | 540 | 1 |  | 1.7 | LR |  | SD |  |  |  | 3 | [10 empty] | glass |  | /cm^2 |  | 211
USEPA 2010 Determining the Efficacy of Liquids and Fumigants in Systematic Decontamition Studies for Bacillus anthracis Using Multiple Test Methods |  | Fumigation | CFU/mL | 100000000 |  |  | 0.25 | cm^2 | 2.5e-05 | m^2 |  |  | 0.1 | 211 | mg/L |  |  | 2 | 25 | 5 | 75 | Glass AOAC 2008.05 | steady-state conditions | 540 | 1 |  | 1.3 | LR |  | SD |  |  |  | 3 | [10 empty] | glass |  | /cm^2 |  | 211
USEPA 2010 Determining the Efficacy of Liquids and Fumigants in Systematic Decontamition Studies for Bacillus anthracis Using Multiple Test Methods |  | Fumigation | CFU/mL | 100000000 |  |  | 0.25 | cm^2 | 2.5e-05 | m^2 |  |  | 0.1 | 211 | mg/L |  |  | 2 | 25 | 5 | 75 | Glass AOAC 2008.05 | steady-state conditions | 540 | 1 |  | 0.2 | LR |  | SD |  |  |  | 3 | [10 empty] | glass |  | /cm^2 |  | 211
USEPA 2010 Determining the Efficacy of Liquids and Fumigants in Systematic Decontamition Studies for Bacillus anthracis Using Multiple Test Methods |  | Fumigation | CFU/mL | 100000000 |  |  | 0.25 | cm^2 | 2.5e-05 | m^2 |  |  | 0.1 | 211 | mg/L |  |  | 2 | 25 | 5 | 75 | Glass AOAC 2008.05 | steady-state conditions | 540 | 1 |  | 1.3 | LR |  | SD |  |  |  | 3 | [10 empty] | glass |  | /cm^2 |  | 211
USEPA 2010 Determining the Efficacy of Liquids and Fumigants in Systematic Decontamition Studies for Bacillus anthracis Using Multiple Test Methods |  | Fumigation | CFU/mL | 100000000 |  |  | 0.25 | cm^2 | 2.5e-05 | m^2 |  |  | 0.1 | 211 | mg/L |  |  | 2 | 25 | 5 | 75 | Glass AOAC 2008.05 | steady-state conditions | 540 | 1 |  | 1.6 | LR |  | SD |  |  |  | 3 | [10 empty] | glass |  | /cm^2 |  | 211
USEPA 2010 Determining the Efficacy of Liquids and Fumigants in Systematic Decontamition Studies for Bacillus anthracis Using Multiple Test Methods |  | Fumigation | CFU/mL | 100000000 |  |  | 0.25 | cm^2 | 2.5e-05 | m^2 |  |  | 0.1 | 211 | mg/L |  |  | 2 | 25 | 5 | 75 | Glass AOAC 2008.05 | steady-state conditions | 540 | 1 |  | 0 | LR |  | SD |  |  |  | 3 | [10 empty] | glass |  | /cm^2 |  | 211
USEPA 2010 Determining the Efficacy of Liquids and Fumigants in Systematic Decontamition Studies for Bacillus anthracis Using Multiple Test Methods |  | Fumigation | CFU/mL | 100000000 |  |  | 0.25 | cm^2 | 2.5e-05 | m^2 |  |  | 0.1 | 211 | mg/L |  |  | 2 | 25 | 5 | 75 | Glass AOAC 2008.05 | steady-state conditions | 540 | 1 |  | 0.1 | LR |  | SD |  |  |  | 3 | [10 empty] | glass |  | /cm^2 |  | 211
USEPA 2010 Determining the Efficacy of Liquids and Fumigants in Systematic Decontamition Studies for Bacillus anthracis Using Multiple Test Methods |  | Fumigation | CFU | 100000000 |  |  | 14.25 | cm^2 | 0.001425 | m^2 |  |  | 0.1 | 211 | mg/L |  |  | 2 | 37 | 5 | 75 | Ceiling Tile | steady-state conditions | 1080 | 1 | ≥ | 7.2 | LR | [5 empty] | 5 | [10 empty] | ceiling tile |  | /cm^2 |  | 211 |  | 0 | 7.2
USEPA 2010 Determining the Efficacy of Liquids and Fumigants in Systematic Decontamition Studies for Bacillus anthracis Using Multiple Test Methods |  | Fumigation | CFU | 100000000 |  |  | 14.25 | cm^2 | 0.001425 | m^2 |  |  | 0.1 | 211 | mg/L |  |  | 2 | 37 | 5 | 75 | Ceiling Tile | steady-state conditions | 1080 | 1 | ≥ | 7.4 | LR | [5 empty] | 5 | [10 empty] | ceiling tile |  | /cm^2 |  | 211 |  | 0 | 7.4
USEPA 2010 Determining the Efficacy of Liquids and Fumigants in Systematic Decontamition Studies for Bacillus anthracis Using Multiple Test Methods |  | Fumigation | CFU | 100000000 |  |  | 14.25 | cm^2 | 0.001425 | m^2 |  |  | 0.1 | 211 | mg/L |  |  | 2 | 37 | 5 | 75 | Ceiling Tile | steady-state conditions | 1080 | 1 | ≥ | 7.4 | LR | [5 empty] | 5 | [10 empty] | ceiling tile |  | /cm^2 |  | 211 |  | 0 | 7.4
USEPA 2010 Determining the Efficacy of Liquids and Fumigants in Systematic Decontamition Studies for Bacillus anthracis Using Multiple Test Methods |  | Fumigation | CFU | 100000000 |  |  | 14.25 | cm^2 | 0.001425 | m^2 |  |  | 0.1 | 211 | mg/L |  |  | 2 | 37 | 5 | 75 | Ceiling Tile | steady-state conditions | 540 | 1 |  | 3 | LR | 0 | SD |  |  |  | 5 | [10 empty] | ceiling tile |  | /cm^2 |  | 211
USEPA 2010 Determining the Efficacy of Liquids and Fumigants in Systematic Decontamition Studies for Bacillus anthracis Using Multiple Test Methods |  | Fumigation | CFU | 100000000 |  |  | 14.25 | cm^2 | 0.001425 | m^2 |  |  | 0.1 | 211 | mg/L |  |  | 2 | 37 | 5 | 75 | Ceiling Tile | steady-state conditions | 540 | 1 |  | 3 | LR | 0.1 | SD |  |  |  | 5 | [10 empty] | ceiling tile |  | /cm^2 |  | 211
USEPA 2010 Determining the Efficacy of Liquids and Fumigants in Systematic Decontamition Studies for Bacillus anthracis Using Multiple Test Methods |  | Fumigation | CFU | 100000000 |  |  | 14.25 | cm^2 | 0.001425 | m^2 |  |  | 0.1 | 211 | mg/L |  |  | 2 | 37 | 5 | 75 | Ceiling Tile | steady-state conditions | 540 | 1 |  | 2.9 | LR | 0.1 | SD |  |  |  | 5 | [10 empty] | ceiling tile |  | /cm^2 |  | 211
USEPA 2010 Determining the Efficacy of Liquids and Fumigants in Systematic Decontamition Studies for Bacillus anthracis Using Multiple Test Methods |  | Fumigation | CFU | 100000000 |  |  | 14.25 | cm^2 | 0.001425 | m^2 |  |  | 0.1 | 211 | mg/L |  |  | 2 | 25 | 5 | 75 | Ceiling Tile | steady-state conditions | 540 | 1 |  | 0.8 | LR | 0.2 | SD |  |  |  | 5 | [10 empty] | ceiling tile |  | /cm^2 |  | 211
USEPA 2010 Determining the Efficacy of Liquids and Fumigants in Systematic Decontamition Studies for Bacillus anthracis Using Multiple Test Methods |  | Fumigation | CFU | 100000000 |  |  | 14.25 | cm^2 | 0.001425 | m^2 |  |  | 0.1 | 211 | mg/L |  |  | 2 | 25 | 5 | 75 | Ceiling Tile | steady-state conditions | 540 | 1 |  | 0.8 | LR | 0.1 | SD |  |  |  | 5 | [10 empty] | ceiling tile |  | /cm^2 |  | 211
USEPA 2010 Determining the Efficacy of Liquids and Fumigants in Systematic Decontamition Studies for Bacillus anthracis Using Multiple Test Methods |  | Fumigation | CFU | 100000000 |  |  | 14.25 | cm^2 | 0.001425 | m^2 |  |  | 0.1 | 211 | mg/L |  |  | 2 | 25 | 5 | 75 | Ceiling Tile | steady-state conditions | 540 | 1 |  | 1.2 | LR | 0.1 | SD |  |  |  | 5 | [10 empty] | ceiling tile |  | /cm^2 |  | 211
USEPA 2010 Determining the Efficacy of Liquids and Fumigants in Systematic Decontamition Studies for Bacillus anthracis Using Multiple Test Methods |  | Fumigation | CFU | 100000000 |  |  | 14.25 | cm^2 | 0.001425 | m^2 |  |  | 0.1 | 211 | mg/L |  |  | 2 | 37 | 5 | 75 | Galvanized Metal | steady-state conditions | 1080 | 1 | ≥ | 6.7 | LR | [5 empty] | 5 | [10 empty] | steel |  | /cm^2 |  | 211 |  | 0 | 6.7
USEPA 2010 Determining the Efficacy of Liquids and Fumigants in Systematic Decontamition Studies for Bacillus anthracis Using Multiple Test Methods |  | Fumigation | CFU | 100000000 |  |  | 14.25 | cm^2 | 0.001425 | m^2 |  |  | 0.1 | 211 | mg/L |  |  | 2 | 37 | 5 | 75 | Galvanized Metal | steady-state conditions | 1080 | 1 | ≥ | 6.8 | LR | [5 empty] | 5 | [10 empty] | steel |  | /cm^2 |  | 211 |  | 0 | 6.8
USEPA 2010 Determining the Efficacy of Liquids and Fumigants in Systematic Decontamition Studies for Bacillus anthracis Using Multiple Test Methods |  | Fumigation | CFU | 100000000 |  |  | 14.25 | cm^2 | 0.001425 | m^2 |  |  | 0.1 | 211 | mg/L |  |  | 2 | 37 | 5 | 75 | Galvanized Metal | steady-state conditions | 1080 | 1 | ≥ | 6.8 | LR | [5 empty] | 5 | [10 empty] | steel |  | /cm^2 |  | 211 |  | 0 | 6.8
USEPA 2010 Determining the Efficacy of Liquids and Fumigants in Systematic Decontamition Studies for Bacillus anthracis Using Multiple Test Methods |  | Fumigation | CFU | 100000000 |  |  | 14.25 | cm^2 | 0.001425 | m^2 |  |  | 0.1 | 211 | mg/L |  |  | 2 | 37 | 5 | 75 | Galvanized Metal | steady-state conditions | 540 | 1 |  | 2.1 | LR | 0.1 | SD |  |  |  | 5 | [10 empty] | steel |  | /cm^2 |  | 211
USEPA 2010 Determining the Efficacy of Liquids and Fumigants in Systematic Decontamition Studies for Bacillus anthracis Using Multiple Test Methods |  | Fumigation | CFU | 100000000 |  |  | 14.25 | cm^2 | 0.001425 | m^2 |  |  | 0.1 | 211 | mg/L |  |  | 2 | 37 | 5 | 75 | Galvanized Metal | steady-state conditions | 540 | 1 |  | 2 | LR | 0.1 | SD |  |  |  | 5 | [10 empty] | steel |  | /cm^2 |  | 211
USEPA 2010 Determining the Efficacy of Liquids and Fumigants in Systematic Decontamition Studies for Bacillus anthracis Using Multiple Test Methods |  | Fumigation | CFU | 100000000 |  |  | 14.25 | cm^2 | 0.001425 | m^2 |  |  | 0.1 | 211 | mg/L |  |  | 2 | 37 | 5 | 75 | Galvanized Metal | steady-state conditions | 540 | 1 |  | 2 | LR | 0.1 | SD |  |  |  | 5 | [10 empty] | steel |  | /cm^2 |  | 211
USEPA 2010 Determining the Efficacy of Liquids and Fumigants in Systematic Decontamition Studies for Bacillus anthracis Using Multiple Test Methods |  | Fumigation | CFU | 100000000 |  |  | 14.25 | cm^2 | 0.001425 | m^2 |  |  | 0.1 | 211 | mg/L |  |  | 2 | 25 | 5 | 75 | Galvanized Metal | steady-state conditions | 540 | 1 |  | 0.7 | LR | 0 | SD |  |  |  | 5 | [10 empty] | steel |  | /cm^2 |  | 211
USEPA 2010 Determining the Efficacy of Liquids and Fumigants in Systematic Decontamition Studies for Bacillus anthracis Using Multiple Test Methods |  | Fumigation | CFU | 100000000 |  |  | 14.25 | cm^2 | 0.001425 | m^2 |  |  | 0.1 | 211 | mg/L |  |  | 2 | 25 | 5 | 75 | Galvanized Metal | steady-state conditions | 540 | 1 |  | 0.9 | LR | 0 | SD |  |  |  | 5 | [10 empty] | steel |  | /cm^2 |  | 211
USEPA 2010 Determining the Efficacy of Liquids and Fumigants in Systematic Decontamition Studies for Bacillus anthracis Using Multiple Test Methods |  | Fumigation | CFU | 100000000 |  |  | 14.25 | cm^2 | 0.001425 | m^2 |  |  | 0.1 | 211 | mg/L |  |  | 2 | 25 | 5 | 75 | Galvanized Metal | steady-state conditions | 540 | 1 |  | 0.2 | LR | 0.1 | SD |  |  |  | 5 | [10 empty] | steel |  | /cm^2 |  | 211
USEPA 2010 Determining the Efficacy of Liquids and Fumigants in Systematic Decontamition Studies for Bacillus anthracis Using Multiple Test Methods |  | Fumigation | CFU | 100000000 |  |  | 0.25 | cm^2 | 2.5e-05 | m^2 |  |  | 0.1 | 211 | mg/L |  |  | 2 | 37 | 5 | 75 | Glass | steady-state conditions | 1080 | 1 | ≥ | 6.4 | LR | [5 empty] | 5 | [10 empty] | glass |  | /cm^2 |  | 211 |  | 0 | 6.4
USEPA 2010 Determining the Efficacy of Liquids and Fumigants in Systematic Decontamition Studies for Bacillus anthracis Using Multiple Test Methods |  | Fumigation | CFU | 100000000 |  |  | 0.25 | cm^2 | 2.5e-05 | m^2 |  |  | 0.1 | 211 | mg/L |  |  | 2 | 37 | 5 | 75 | Glass | steady-state conditions | 1080 | 1 | ≥ | 6.7 | LR | [5 empty] | 5 | [10 empty] | glass |  | /cm^2 |  | 211 |  | 0 | 6.7
USEPA 2010 Determining the Efficacy of Liquids and Fumigants in Systematic Decontamition Studies for Bacillus anthracis Using Multiple Test Methods |  | Fumigation | CFU | 100000000 |  |  | 0.25 | cm^2 | 2.5e-05 | m^2 |  |  | 0.1 | 211 | mg/L |  |  | 2 | 37 | 5 | 75 | Glass | steady-state conditions | 1080 | 1 | ≥ | 6.5 | LR | [5 empty] | 5 | [10 empty] | glass |  | /cm^2 |  | 211 |  | 0 | 6.5
USEPA 2010 Determining the Efficacy of Liquids and Fumigants in Systematic Decontamition Studies for Bacillus anthracis Using Multiple Test Methods |  | Fumigation | CFU | 100000000 |  |  | 0.25 | cm^2 | 2.5e-05 | m^2 |  |  | 0.1 | 211 | mg/L |  |  | 2 | 37 | 5 | 75 | Glass | steady-state conditions | 540 | 1 |  | 2.8 | LR | 0 | SD |  |  |  | 5 | [10 empty] | glass |  | /cm^2 |  | 211
USEPA 2010 Determining the Efficacy of Liquids and Fumigants in Systematic Decontamition Studies for Bacillus anthracis Using Multiple Test Methods |  | Fumigation | CFU | 100000000 |  |  | 0.25 | cm^2 | 2.5e-05 | m^2 |  |  | 0.1 | 211 | mg/L |  |  | 2 | 37 | 5 | 75 | Glass | steady-state conditions | 540 | 1 |  | 2.5 | LR | 0.1 | SD |  |  |  | 5 | [10 empty] | glass |  | /cm^2 |  | 211
USEPA 2010 Determining the Efficacy of Liquids and Fumigants in Systematic Decontamition Studies for Bacillus anthracis Using Multiple Test Methods |  | Fumigation | CFU | 100000000 |  |  | 0.25 | cm^2 | 2.5e-05 | m^2 |  |  | 0.1 | 211 | mg/L |  |  | 2 | 25 | 5 | 75 | Glass | steady-state conditions | 540 | 1 |  | 3 | LR | 0.2 | SD |  |  |  | 5 | [10 empty] | glass |  | /cm^2 |  | 211
USEPA 2010 Determining the Efficacy of Liquids and Fumigants in Systematic Decontamition Studies for Bacillus anthracis Using Multiple Test Methods |  | Fumigation | CFU | 100000000 |  |  | 0.25 | cm^2 | 2.5e-05 | m^2 |  |  | 0.1 | 211 | mg/L |  |  | 2 | 25 | 5 | 75 | Glass | steady-state conditions | 540 | 1 |  | 1 | LR | 0 | SD |  |  |  | 5 | [10 empty] | glass |  | /cm^2 |  | 211
USEPA 2010 Determining the Efficacy of Liquids and Fumigants in Systematic Decontamition Studies for Bacillus anthracis Using Multiple Test Methods |  | Fumigation | CFU | 100000000 |  |  | 0.25 | cm^2 | 2.5e-05 | m^2 |  |  | 0.1 | 211 | mg/L |  |  | 2 | 25 | 5 | 75 | Glass | steady-state conditions | 540 | 1 |  | 1.1 | LR | 0 | SD |  |  |  | 5 | [10 empty] | glass |  | /cm^2 |  | 211
USEPA 2010 Determining the Efficacy of Liquids and Fumigants in Systematic Decontamition Studies for Bacillus anthracis Using Multiple Test Methods |  | Fumigation | CFU | 100000000 |  |  | 0.25 | cm^2 | 2.5e-05 | m^2 |  |  | 0.1 | 211 | mg/L |  |  | 2 | 25 | 5 | 75 | Glass | steady-state conditions | 540 | 1 |  | 1.4 | LR | 0.2 | SD |  |  |  | 5 | [10 empty] | glass |  | /cm^2 |  | 211
USEPA 2010 Determining the Efficacy of Liquids and Fumigants in Systematic Decontamition Studies for Bacillus anthracis Using Multiple Test Methods |  | Fumigation | CFU | 100000000 | [8 empty] | 0.1 | 211 | mg/L |  |  | 2 | 37 | 5 | 75 | BI Stainless Steel in Tyvek® Packaging | steady-state conditions | 1080 | 1 |  | 5 | QualPos |  | SD |  |  |  | 5 | [10 empty] | steel |  | /cm^2 |  | 211 |  | 5
USEPA 2010 Determining the Efficacy of Liquids and Fumigants in Systematic Decontamition Studies for Bacillus anthracis Using Multiple Test Methods |  | Fumigation | CFU | 100000000 | [8 empty] | 0.1 | 211 | mg/L |  |  | 2 | 37 | 5 | 75 | BI Stainless Steel in Tyvek® Packaging | steady-state conditions | 1080 | 1 |  | 5 | QualPos |  | SD |  |  |  | 5 | [10 empty] | steel |  | /cm^2 |  | 211 |  | 5
USEPA 2010 Determining the Efficacy of Liquids and Fumigants in Systematic Decontamition Studies for Bacillus anthracis Using Multiple Test Methods |  | Fumigation | CFU | 100000000 | [8 empty] | 0.1 | 211 | mg/L |  |  | 2 | 37 | 5 | 75 | BI Stainless Steel in Tyvek® Packaging | steady-state conditions | 1080 | 1 |  | 5 | QualPos |  | SD |  |  |  | 5 | [10 empty] | steel |  | /cm^2 |  | 211 |  | 5
USEPA 2010 Determining the Efficacy of Liquids and Fumigants in Systematic Decontamition Studies for Bacillus anthracis Using Multiple Test Methods |  | Fumigation | CFU | 100000000 | [8 empty] | 0.1 | 211 | mg/L |  |  | 2 | 37 | 5 | 75 | BI Stainless Steel in Tyvek® Packaging | steady-state conditions | 540 | 1 |  | 5 | QualPos |  | SD |  |  |  | 5 | [10 empty] | steel |  | /cm^2 |  | 211 |  | 5
USEPA 2010 Determining the Efficacy of Liquids and Fumigants in Systematic Decontamition Studies for Bacillus anthracis Using Multiple Test Methods |  | Fumigation | CFU | 100000000 | [8 empty] | 0.1 | 211 | mg/L |  |  | 2 | 37 | 5 | 75 | BI Stainless Steel in Tyvek® Packaging | steady-state conditions | 540 | 1 |  | 5 | QualPos |  | SD |  |  |  | 5 | [10 empty] | steel |  | /cm^2 |  | 211 |  | 5
USEPA 2010 Determining the Efficacy of Liquids and Fumigants in Systematic Decontamition Studies for Bacillus anthracis Using Multiple Test Methods |  | Fumigation | CFU | 100000000 | [8 empty] | 0.1 | 211 | mg/L |  |  | 2 | 37 | 5 | 75 | BI Stainless Steel in Tyvek® Packaging | steady-state conditions | 540 | 1 |  | 5 | QualPos |  | SD |  |  |  | 5 | [10 empty] | steel |  | /cm^2 |  | 211 |  | 5
USEPA 2010 Determining the Efficacy of Liquids and Fumigants in Systematic Decontamition Studies for Bacillus anthracis Using Multiple Test Methods |  | Fumigation | CFU | 100000000 | [8 empty] | 0.1 | 211 | mg/L |  |  | 2 | 25 | 5 | 75 | BI Stainless Steel in Tyvek® Packaging | steady-state conditions | 540 | 1 |  | 5 | QualPos |  | SD |  |  |  | 5 | [10 empty] | steel |  | /cm^2 |  | 211 |  | 5
USEPA 2010 Determining the Efficacy of Liquids and Fumigants in Systematic Decontamition Studies for Bacillus anthracis Using Multiple Test Methods |  | Fumigation | CFU | 100000000 | [8 empty] | 0.1 | 211 | mg/L |  |  | 2 | 25 | 5 | 75 | BI Stainless Steel in Tyvek® Packaging | steady-state conditions | 540 | 1 |  | 5 | QualPos |  | SD |  |  |  | 5 | [10 empty] | steel |  | /cm^2 |  | 211 |  | 5
USEPA 2010 Determining the Efficacy of Liquids and Fumigants in Systematic Decontamition Studies for Bacillus anthracis Using Multiple Test Methods |  | Fumigation | CFU | 100000000 | [8 empty] | 0.1 | 211 | mg/L |  |  | 2 | 25 | 5 | 75 | BI Stainless Steel in Tyvek® Packaging | steady-state conditions | 540 | 1 |  | 5 | QualPos |  | SD |  |  |  | 5 | [10 empty] | steel |  | /cm^2 |  | 211 |  | 5
USEPA 2011 Decontamition of Materials with Ozone Gas in the Presence of Vaporous Organic Compounds |  | Fumigation | CFU | 100000000 |  |  | 14.25 | cm^2 | 0.001425 | m^2 |  |  | 43 | 9001 | ppmv |  |  | 0.7 | 24.9 | 2.2999999999999998 | 75.3 | Glass | steady-state conditions | 240 | 1 |  | 1.1 | LR | 0.1 | 2.78 x SE |  |  |  | 5 | [10 empty] | glass |  | /cm^2
USEPA 2011 Decontamition of Materials with Ozone Gas in the Presence of Vaporous Organic Compounds |  | Fumigation | CFU | 100000000 |  |  | 14.25 | cm^2 | 0.001425 | m^2 |  |  | 43 | 9001 | ppmv |  |  | 0.7 | 24.9 | 2.2999999999999998 | 75.3 | Bare Wood | steady-state conditions | 240 | 1 |  | 1.32 | LR | 0.18 | 2.78 x SE |  |  |  | 5 | [10 empty] | bare wood |  | /cm^2
USEPA 2011 Decontamition of Materials with Ozone Gas in the Presence of Vaporous Organic Compounds |  | Fumigation | CFU | 100000000 |  |  | 14.25 | cm^2 | 0.001425 | m^2 |  |  | 43 | 9001 | ppmv |  |  | 0.7 | 24.9 | 2.2999999999999998 | 75.3 | Galvanized Metal | steady-state conditions | 240 | 1 |  | 0.82 | LR | 0.61 | 2.78 x SE |  |  |  | 5 | [10 empty] | steel |  | /cm^2
USEPA 2011 Decontamition of Materials with Ozone Gas in the Presence of Vaporous Organic Compounds |  | Fumigation | CFU | 100000000 |  |  | 14.25 | cm^2 | 0.001425 | m^2 |  |  | 43 | 9001 | ppmv |  |  | 0.7 | 24.9 | 2.2999999999999998 | 75.3 | Glass | steady-state conditions | 240 | 1 |  | 2.77 | LR | 1.81 | 2.78 x SE |  |  |  | 5 | [10 empty] | glass |  | /cm^2
USEPA 2011 Decontamition of Materials with Ozone Gas in the Presence of Vaporous Organic Compounds |  | Fumigation | CFU | 100000000 |  |  | 14.25 | cm^2 | 0.001425 | m^2 |  |  | 43 | 9001 | ppmv |  |  | 0.7 | 24.9 | 2.2999999999999998 | 75.3 | Bare Wood | steady-state conditions | 240 | 1 |  | 0.25 | LR | 0.32 | 2.78 x SE |  |  |  | 5 | [10 empty] | bare wood |  | /cm^2
USEPA 2011 Decontamition of Materials with Ozone Gas in the Presence of Vaporous Organic Compounds |  | Fumigation | CFU | 100000000 |  |  | 14.25 | cm^2 | 0.001425 | m^2 |  |  | 43 | 9001 | ppmv |  |  | 0.7 | 24.9 | 2.2999999999999998 | 75.3 | Galvanized Metal | steady-state conditions | 240 | 1 |  | 2.77 | LR | 0.96 | 2.78 x SE |  |  |  | 5 | [10 empty] | steel |  | /cm^2
USEPA 2011 Decontamition of Materials with Ozone Gas in the Presence of Vaporous Organic Compounds |  | Fumigation | CFU | 100000000 |  |  | 14.25 | cm^2 | 0.001425 | m^2 |  |  | 23 | 9022 | ppmv |  |  | 0.6 | 25.1 | 2.7 | 76.4 | Glass | steady-state conditions (spiked TME not maintained) | 240 | 1 |  | 1.78 | LR | 0.16 | 2.78 x SE |  |  |  | 5 | [10 empty] | glass |  | /cm^2
USEPA 2011 Decontamition of Materials with Ozone Gas in the Presence of Vaporous Organic Compounds |  | Fumigation | CFU | 100000000 |  |  | 14.25 | cm^2 | 0.001425 | m^2 |  |  | 23 | 9022 | ppmv |  |  | 0.6 | 25.1 | 2.7 | 76.4 | Bare Wood | steady-state conditions (spiked TME not maintained) | 240 | 1 |  | 2.36 | LR | 0.65 | 2.78 x SE |  |  |  | 5 | [10 empty] | bare wood |  | /cm^2
USEPA 2011 Decontamition of Materials with Ozone Gas in the Presence of Vaporous Organic Compounds |  | Fumigation | CFU | 100000000 |  |  | 14.25 | cm^2 | 0.001425 | m^2 |  |  | 23 | 9022 | ppmv |  |  | 0.6 | 25.1 | 2.7 | 76.4 | Galvanized Metal | steady-state conditions (spiked TME not maintained) | 240 | 1 |  | 2.05 | LR | 0.18 | 2.78 x SE |  |  |  | 5 | [10 empty] | steel |  | /cm^2
USEPA 2011 Decontamition of Materials with Ozone Gas in the Presence of Vaporous Organic Compounds |  | Fumigation | CFU | 100000000 |  |  | 14.25 | cm^2 | 0.001425 | m^2 |  |  | 23 | 9022 | ppmv |  |  | 0.6 | 25.1 | 2.7 | 76.4 | Glass | steady-state conditions (spiked TME not maintained) | 240 | 1 |  | 4.39 | LR | 1.55 | 2.78 x SE |  |  |  | 5 | [10 empty] | glass |  | /cm^2
USEPA 2011 Decontamition of Materials with Ozone Gas in the Presence of Vaporous Organic Compounds |  | Fumigation | CFU | 100000000 |  |  | 14.25 | cm^2 | 0.001425 | m^2 |  |  | 23 | 9022 | ppmv |  |  | 0.6 | 25.1 | 2.7 | 76.4 | Bare Wood | steady-state conditions (spiked TME not maintained) | 240 | 1 |  | 0.81 | LR | 0.67 | 2.78 x SE |  |  |  | 5 | [10 empty] | bare wood |  | /cm^2
USEPA 2011 Decontamition of Materials with Ozone Gas in the Presence of Vaporous Organic Compounds |  | Fumigation | CFU | 100000000 |  |  | 14.25 | cm^2 | 0.001425 | m^2 |  |  | 23 | 9022 | ppmv |  |  | 0.6 | 25.1 | 2.7 | 76.4 | Galvanized Metal | steady-state conditions (spiked TME not maintained) | 240 | 1 |  | 2.83 | LR | 0.14000000000000001 | 2.78 x SE |  |  |  | 5 | [10 empty] | steel |  | /cm^2
USEPA 2011 Decontamition of Materials with Ozone Gas in the Presence of Vaporous Organic Compounds |  | Fumigation | CFU | 10000000 |  |  | 14.25 | cm^2 | 0.001425 | m^2 |  |  | 78 | 9035 | ppmv |  |  | 0.4 | 24.6 | 1.9 | 74.2 | Glass | steady-state conditions (spiked TME not maintained) | 240 | 1 |  | 1.35 | LR | 0.19 | 2.78 x SE |  |  |  | 5 | [10 empty] | glass |  | /cm^2
USEPA 2011 Decontamition of Materials with Ozone Gas in the Presence of Vaporous Organic Compounds |  | Fumigation | CFU | 10000000 |  |  | 14.25 | cm^2 | 0.001425 | m^2 |  |  | 78 | 9035 | ppmv |  |  | 0.4 | 24.6 | 1.9 | 74.2 | Bare Wood | steady-state conditions (spiked TME not maintained) | 240 | 1 |  | 1.79 | LR | 0.36 | 2.78 x SE |  |  |  | 5 | [10 empty] | bare wood |  | /cm^2
USEPA 2011 Decontamition of Materials with Ozone Gas in the Presence of Vaporous Organic Compounds |  | Fumigation | CFU | 10000000 |  |  | 14.25 | cm^2 | 0.001425 | m^2 |  |  | 78 | 9035 | ppmv |  |  | 0.4 | 24.6 | 1.9 | 74.2 | Galvanized Metal | steady-state conditions (spiked TME not maintained) | 240 | 1 |  | 1.75 | LR | 0.21 | 2.78 x SE |  |  |  | 5 | [10 empty] | steel |  | /cm^2
USEPA 2011 Decontamition of Materials with Ozone Gas in the Presence of Vaporous Organic Compounds |  | Fumigation | CFU | 10000000 |  |  | 14.25 | cm^2 | 0.001425 | m^2 |  |  | 78 | 9035 | ppmv |  |  | 0.4 | 24.6 | 1.9 | 74.2 | Glass | steady-state conditions (spiked TME not maintained) | 240 | 1 |  | 3.11 | LR | 1.5 | 2.78 x SE |  |  |  | 5 | [10 empty] | glass |  | /cm^2
USEPA 2011 Decontamition of Materials with Ozone Gas in the Presence of Vaporous Organic Compounds |  | Fumigation | CFU | 10000000 |  |  | 14.25 | cm^2 | 0.001425 | m^2 |  |  | 78 | 9035 | ppmv |  |  | 0.4 | 24.6 | 1.9 | 74.2 | Bare Wood | steady-state conditions (spiked TME not maintained) | 240 | 1 |  | 0.66 | LR | 0.35 | 2.78 x SE |  |  |  | 5 | [10 empty] | bare wood |  | /cm^2
USEPA 2011 Decontamition of Materials with Ozone Gas in the Presence of Vaporous Organic Compounds |  | Fumigation | CFU | 10000000 |  |  | 14.25 | cm^2 | 0.001425 | m^2 |  |  | 78 | 9035 | ppmv |  |  | 0.4 | 24.6 | 1.9 | 74.2 | Galvanized Metal | steady-state conditions (spiked TME not maintained) | 240 | 1 |  | 2.14 | LR | 0.22 | 2.78 x SE |  |  |  | 5 | [10 empty] | steel |  | /cm^2
USEPA 2011 Decontamition of Materials with Ozone Gas in the Presence of Vaporous Organic Compounds |  | Fumigation | CFU | 10000000 |  |  | 14.25 | cm^2 | 0.001425 | m^2 |  |  | 127 | 9046 | ppmv |  |  | 0.5 | 24.3 | 1.6 | 75 | Glass | steady-state conditions (spiked TME not maintained) | 240 | 1 |  | 2.53 | LR | 0.46 | 2.78 x SE |  |  |  | 5 | [10 empty] | glass |  | /cm^2
USEPA 2011 Decontamition of Materials with Ozone Gas in the Presence of Vaporous Organic Compounds |  | Fumigation | CFU | 10000000 |  |  | 14.25 | cm^2 | 0.001425 | m^2 |  |  | 127 | 9046 | ppmv |  |  | 0.5 | 24.3 | 1.6 | 75 | Bare Wood | steady-state conditions (spiked TME not maintained) | 240 | 1 |  | 2.15 | LR | 0.78 | 2.78 x SE |  |  |  | 5 | [10 empty] | bare wood |  | /cm^2
USEPA 2011 Decontamition of Materials with Ozone Gas in the Presence of Vaporous Organic Compounds |  | Fumigation | CFU | 10000000 |  |  | 14.25 | cm^2 | 0.001425 | m^2 |  |  | 127 | 9046 | ppmv |  |  | 0.5 | 24.3 | 1.6 | 75 | Galvanized Metal | steady-state conditions (spiked TME not maintained) | 240 | 1 |  | 3.95 | LR | 0.42 | 2.78 x SE |  |  |  | 5 | [10 empty] | steel |  | /cm^2
USEPA 2011 Decontamition of Materials with Ozone Gas in the Presence of Vaporous Organic Compounds |  | Fumigation | CFU | 10000000 |  |  | 14.25 | cm^2 | 0.001425 | m^2 |  |  | 127 | 9046 | ppmv |  |  | 0.5 | 24.3 | 1.6 | 75 | Glass | steady-state conditions (spiked TME not maintained) | 240 | 1 |  | 2.88 | LR | 1.55 | 2.78 x SE |  |  |  | 5 | [10 empty] | glass |  | /cm^2
USEPA 2011 Decontamition of Materials with Ozone Gas in the Presence of Vaporous Organic Compounds |  | Fumigation | CFU | 10000000 |  |  | 14.25 | cm^2 | 0.001425 | m^2 |  |  | 127 | 9046 | ppmv |  |  | 0.5 | 24.3 | 1.6 | 75 | Bare Wood | steady-state conditions (spiked TME not maintained) | 240 | 1 |  | 0.96 | LR | 0.91 | 2.78 x SE |  |  |  | 5 | [10 empty] | bare wood |  | /cm^2
USEPA 2011 Decontamition of Materials with Ozone Gas in the Presence of Vaporous Organic Compounds |  | Fumigation | CFU | 10000000 |  |  | 14.25 | cm^2 | 0.001425 | m^2 |  |  | 127 | 9046 | ppmv |  |  | 0.5 | 24.3 | 1.6 | 75 | Galvanized Metal | steady-state conditions (spiked TME not maintained) | 240 | 1 |  | 1.98 | LR | 0.26 | 2.78 x SE |  |  |  | 5 | [10 empty] | steel |  | /cm^2
USEPA 2011 Decontamition of Materials with Ozone Gas in the Presence of Vaporous Organic Compounds |  | Fumigation | CFU | 10000000 |  |  | 14.25 | cm^2 | 0.001425 | m^2 |  |  | 127 | 9002 | ppmv |  |  | 0.6 | 24.1 | 1 | 78.7 | Glass | steady-state conditions (spiked 1-hexene not maintained) | 240 | 1 |  | 6.49 | LR | 1.92 | 2.78 x SE |  |  |  | 5 | [10 empty] | glass |  | /cm^2
USEPA 2011 Decontamition of Materials with Ozone Gas in the Presence of Vaporous Organic Compounds |  | Fumigation | CFU | 10000000 |  |  | 14.25 | cm^2 | 0.001425 | m^2 |  |  | 127 | 9002 | ppmv |  |  | 0.6 | 24.1 | 1 | 78.7 | Bare Wood | steady-state conditions (spiked 1-hexene not maintained) | 240 | 1 |  | 4.16 | LR | 2.2400000000000002 | 2.78 x SE |  |  |  | 5 | [10 empty] | bare wood |  | /cm^2
USEPA 2011 Decontamition of Materials with Ozone Gas in the Presence of Vaporous Organic Compounds |  | Fumigation | CFU | 10000000 |  |  | 14.25 | cm^2 | 0.001425 | m^2 |  |  | 127 | 9002 | ppmv |  |  | 0.6 | 24.1 | 1 | 78.7 | Galvanized Metal | steady-state conditions (spiked 1-hexene not maintained) | 240 | 1 |  | 4.51 | LR | 0.56000000000000005 | 2.78 x SE |  |  |  | 5 | [10 empty] | steel |  | /cm^2
USEPA 2011 Decontamition of Materials with Ozone Gas in the Presence of Vaporous Organic Compounds |  | Fumigation | CFU | 10000000 |  |  | 14.25 | cm^2 | 0.001425 | m^2 |  |  | 127 | 9002 | ppmv |  |  | 0.6 | 24.1 | 1 | 78.7 | Glass | steady-state conditions (spiked 1-hexene not maintained) | 240 | 1 |  | 4.82 | LR | 0.98 | 2.78 x SE |  |  |  | 5 | [10 empty] | glass |  | /cm^2
USEPA 2011 Decontamition of Materials with Ozone Gas in the Presence of Vaporous Organic Compounds |  | Fumigation | CFU | 10000000 |  |  | 14.25 | cm^2 | 0.001425 | m^2 |  |  | 127 | 9002 | ppmv |  |  | 0.6 | 24.1 | 1 | 78.7 | Bare Wood | steady-state conditions (spiked 1-hexene not maintained) | 240 | 1 |  | 0.82 | LR | 0.77 | 2.78 x SE |  |  |  | 5 | [10 empty] | bare wood |  | /cm^2
USEPA 2011 Decontamition of Materials with Ozone Gas in the Presence of Vaporous Organic Compounds |  | Fumigation | CFU | 10000000 |  |  | 14.25 | cm^2 | 0.001425 | m^2 |  |  | 227 | 9001 | ppmv |  |  | 0.8 | 23.6 | 2 | 74.4 | Glass | steady-state conditions (spiked 1-hexene not maintained) | 240 | 1 |  | 2.36 | LR | 0.28000000000000003 | 2.78 x SE |  |  |  | 5 | [10 empty] | glass |  | /cm^2
USEPA 2011 Decontamition of Materials with Ozone Gas in the Presence of Vaporous Organic Compounds |  | Fumigation | CFU | 10000000 |  |  | 14.25 | cm^2 | 0.001425 | m^2 |  |  | 227 | 9001 | ppmv |  |  | 0.8 | 23.6 | 2 | 74.4 | Bare Wood | steady-state conditions (spiked 1-hexene not maintained) | 240 | 1 |  | 1.83 | LR | 0.52 | 2.78 x SE |  |  |  | 5 | [10 empty] | bare wood |  | /cm^2
USEPA 2011 Decontamition of Materials with Ozone Gas in the Presence of Vaporous Organic Compounds |  | Fumigation | CFU | 10000000 |  |  | 14.25 | cm^2 | 0.001425 | m^2 |  |  | 227 | 9001 | ppmv |  |  | 0.8 | 23.6 | 2 | 74.4 | Galvanized Metal | steady-state conditions (spiked 1-hexene not maintained) | 240 | 1 |  | 1.65 | LR | 0.11 | 2.78 x SE |  |  |  | 5 | [10 empty] | steel |  | /cm^2
USEPA 2011 Decontamition of Materials with Ozone Gas in the Presence of Vaporous Organic Compounds |  | Fumigation | CFU | 10000000 |  |  | 14.25 | cm^2 | 0.001425 | m^2 |  |  | 227 | 9001 | ppmv |  |  | 0.8 | 23.6 | 2 | 74.4 | Glass | steady-state conditions (spiked 1-hexene not maintained) | 240 | 1 |  | 5.15 | LR | 1.03 | 2.78 x SE |  |  |  | 5 | [10 empty] | glass |  | /cm^2
USEPA 2011 Decontamition of Materials with Ozone Gas in the Presence of Vaporous Organic Compounds |  | Fumigation | CFU | 10000000 |  |  | 14.25 | cm^2 | 0.001425 | m^2 |  |  | 227 | 9001 | ppmv |  |  | 0.8 | 23.6 | 2 | 74.4 | Bare Wood | steady-state conditions (spiked 1-hexene not maintained) | 240 | 1 |  | 1.66 | LR | 0.42 | 2.78 x SE |  |  |  | 5 | [10 empty] | bare wood |  | /cm^2
USEPA 2011 Decontamition of Materials with Ozone Gas in the Presence of Vaporous Organic Compounds |  | Fumigation | CFU | 10000000 |  |  | 14.25 | cm^2 | 0.001425 | m^2 |  |  | 227 | 9001 | ppmv |  |  | 0.8 | 23.6 | 2 | 74.4 | Galvanized Metal | steady-state conditions (spiked 1-hexene not maintained) | 240 | 1 |  | 3.03 | LR | 0.28999999999999998 | 2.78 x SE |  |  |  | 5 | [10 empty] | steel |  | /cm^2
USEPA 2011 Decontamition of Materials with Ozone Gas in the Presence of Vaporous Organic Compounds |  | Fumigation | CFU | 10000000 |  |  | 14.25 | cm^2 | 0.001425 | m^2 |  |  | 91 | 9007 | ppmv |  |  | 0.7 | 24.1 | 1.6 | 73.3 | Glass | steady-state conditions (spiked 1-hexene not maintained) | 240 | 1 |  | 1.36 | LR | 0.09 | 2.78 x SE |  |  |  | 5 | [10 empty] | glass |  | /cm^2
USEPA 2011 Decontamition of Materials with Ozone Gas in the Presence of Vaporous Organic Compounds |  | Fumigation | CFU | 10000000 |  |  | 14.25 | cm^2 | 0.001425 | m^2 |  |  | 91 | 9007 | ppmv |  |  | 0.7 | 24.1 | 1.6 | 73.3 | Bare Wood | steady-state conditions (spiked 1-hexene not maintained) | 240 | 1 |  | 1.54 | LR | 0.63 | 2.78 x SE |  |  |  | 5 | [10 empty] | bare wood |  | /cm^2
USEPA 2011 Decontamition of Materials with Ozone Gas in the Presence of Vaporous Organic Compounds |  | Fumigation | CFU | 10000000 |  |  | 14.25 | cm^2 | 0.001425 | m^2 |  |  | 91 | 9007 | ppmv |  |  | 0.7 | 24.1 | 1.6 | 73.3 | Galvanized Metal | steady-state conditions (spiked 1-hexene not maintained) | 240 | 1 |  | 1.4 | LR | 7.0000000000000007E-2 | 2.78 x SE |  |  |  | 5 | [10 empty] | steel |  | /cm^2
USEPA 2011 Decontamition of Materials with Ozone Gas in the Presence of Vaporous Organic Compounds |  | Fumigation | CFU | 10000000 |  |  | 14.25 | cm^2 | 0.001425 | m^2 |  |  | 91 | 9007 | ppmv |  |  | 0.7 | 24.1 | 1.6 | 73.3 | Glass | steady-state conditions (spiked 1-hexene not maintained) | 240 | 1 |  | 4.56 | LR | 0.41 | 2.78 x SE |  |  |  | 5 | [10 empty] | glass |  | /cm^2
USEPA 2011 Decontamition of Materials with Ozone Gas in the Presence of Vaporous Organic Compounds |  | Fumigation | CFU | 10000000 |  |  | 14.25 | cm^2 | 0.001425 | m^2 |  |  | 91 | 9007 | ppmv |  |  | 0.7 | 24.1 | 1.6 | 73.3 | Bare Wood | steady-state conditions (spiked 1-hexene not maintained) | 240 | 1 |  | 0.36 | LR | 0.56999999999999995 | 2.78 x SE |  |  |  | 5 | [10 empty] | bare wood |  | /cm^2
USEPA 2011 Decontamition of Materials with Ozone Gas in the Presence of Vaporous Organic Compounds |  | Fumigation | CFU | 10000000 |  |  | 14.25 | cm^2 | 0.001425 | m^2 |  |  | 91 | 9007 | ppmv |  |  | 0.7 | 24.1 | 1.6 | 73.3 | Galvanized Metal | steady-state conditions (spiked 1-hexene not maintained) | 240 | 1 |  | 1.59 | LR | 0.56999999999999995 | 2.78 x SE |  |  |  | 5 | [10 empty] | steel |  | /cm^2
USEPA 2011 Decontamition of Materials with Ozone Gas in the Presence of Vaporous Organic Compounds |  | Fumigation | CFU | 10000000 |  |  | 14.25 | cm^2 | 0.001425 | m^2 |  |  | 119 | 9059 | ppmv |  |  | 0.7 | 23.8 | 1.9 | 76.3 | Glass | steady-state conditions (spiked TME not maintained) | 240 | 1 |  | 1.5 | LR | 0.13 | 2.78 x SE |  |  |  | 5 | [10 empty] | glass |  | /cm^2
USEPA 2011 Decontamition of Materials with Ozone Gas in the Presence of Vaporous Organic Compounds |  | Fumigation | CFU | 10000000 |  |  | 14.25 | cm^2 | 0.001425 | m^2 |  |  | 119 | 9059 | ppmv |  |  | 0.7 | 23.8 | 1.9 | 76.3 | Bare Wood | steady-state conditions (spiked TME not maintained) | 240 | 1 |  | 2.37 | LR | 0.42 | 2.78 x SE |  |  |  | 5 | [10 empty] | bare wood |  | /cm^2
USEPA 2011 Decontamition of Materials with Ozone Gas in the Presence of Vaporous Organic Compounds |  | Fumigation | CFU | 10000000 |  |  | 14.25 | cm^2 | 0.001425 | m^2 |  |  | 119 | 9059 | ppmv |  |  | 0.7 | 23.8 | 1.9 | 76.3 | Galvanized Metal | steady-state conditions (spiked TME not maintained) | 240 | 1 |  | 1.73 | LR | 0.15 | 2.78 x SE |  |  |  | 5 | [10 empty] | steel |  | /cm^2
USEPA 2011 Decontamition of Materials with Ozone Gas in the Presence of Vaporous Organic Compounds |  | Fumigation | CFU | 10000000 |  |  | 14.25 | cm^2 | 0.001425 | m^2 |  |  | 119 | 9059 | ppmv |  |  | 0.7 | 23.8 | 1.9 | 76.3 | Glass | steady-state conditions (spiked TME not maintained) | 240 | 1 |  | 5.8 | LR | 1.93 | 2.78 x SE |  |  |  | 5 | [10 empty] | glass |  | /cm^2
USEPA 2011 Decontamition of Materials with Ozone Gas in the Presence of Vaporous Organic Compounds |  | Fumigation | CFU | 10000000 |  |  | 14.25 | cm^2 | 0.001425 | m^2 |  |  | 119 | 9059 | ppmv |  |  | 0.7 | 23.8 | 1.9 | 76.3 | Bare Wood | steady-state conditions (spiked TME not maintained) | 240 | 1 |  | 1.3 | LR | 0.86 | 2.78 x SE |  |  |  | 5 | [10 empty] | bare wood |  | /cm^2
USEPA 2011 Decontamition of Materials with Ozone Gas in the Presence of Vaporous Organic Compounds |  | Fumigation | CFU | 10000000 |  |  | 14.25 | cm^2 | 0.001425 | m^2 |  |  | 119 | 9059 | ppmv |  |  | 0.7 | 23.8 | 1.9 | 76.3 | Galvanized Metal | steady-state conditions (spiked TME not maintained) | 240 | 1 |  | 2.47 | LR | 0.84 | 2.78 x SE |  |  |  | 5 | [10 empty] | steel |  | /cm^2
USEPA 2011 Decontamition of Materials with Ozone Gas in the Presence of Vaporous Organic Compounds |  | Fumigation | CFU | 10000000 |  |  | 14.25 | cm^2 | 0.001425 | m^2 |  |  | 139 | 9025 | ppmv |  |  | 0.5 | 23.6 | 1 | 71.7 | Glass | steady-state conditions | 240 | 1 |  | 1.81 | LR | 0.57999999999999996 | 2.78 x SE |  |  |  | 5 | [10 empty] | glass |  | /cm^2
USEPA 2011 Decontamition of Materials with Ozone Gas in the Presence of Vaporous Organic Compounds |  | Fumigation | CFU | 10000000 |  |  | 14.25 | cm^2 | 0.001425 | m^2 |  |  | 139 | 9025 | ppmv |  |  | 0.5 | 23.6 | 1 | 71.7 | Bare Wood | steady-state conditions | 240 | 1 |  | 2.78 | LR | 0.56000000000000005 | 2.78 x SE |  |  |  | 5 | [10 empty] | bare wood |  | /cm^2
USEPA 2011 Decontamition of Materials with Ozone Gas in the Presence of Vaporous Organic Compounds |  | Fumigation | CFU | 10000000 |  |  | 14.25 | cm^2 | 0.001425 | m^2 |  |  | 139 | 9025 | ppmv |  |  | 0.5 | 23.6 | 1 | 71.7 | Galvanized Metal | steady-state conditions | 240 | 1 |  | 1.65 | LR | 0.15 | 2.78 x SE |  |  |  | 5 | [10 empty] | steel |  | /cm^2
USEPA 2011 Decontamition of Materials with Ozone Gas in the Presence of Vaporous Organic Compounds |  | Fumigation | CFU | 10000000 |  |  | 14.25 | cm^2 | 0.001425 | m^2 |  |  | 139 | 9025 | ppmv |  |  | 0.5 | 23.6 | 1 | 71.7 | Glass | steady-state conditions | 240 | 1 |  | 4.64 | LR | 1.41 | 2.78 x SE |  |  |  | 5 | [10 empty] | glass |  | /cm^2
USEPA 2011 Decontamition of Materials with Ozone Gas in the Presence of Vaporous Organic Compounds |  | Fumigation | CFU | 10000000 |  |  | 14.25 | cm^2 | 0.001425 | m^2 |  |  | 139 | 9025 | ppmv |  |  | 0.5 | 23.6 | 1 | 71.7 | Bare Wood | steady-state conditions | 240 | 1 |  | 1.82 | LR | 0.48 | 2.78 x SE |  |  |  | 5 | [10 empty] | bare wood |  | /cm^2
USEPA 2011 Decontamition of Materials with Ozone Gas in the Presence of Vaporous Organic Compounds |  | Fumigation | CFU | 10000000 |  |  | 14.25 | cm^2 | 0.001425 | m^2 |  |  | 139 | 9025 | ppmv |  |  | 0.5 | 23.6 | 1 | 71.7 | Galvanized Metal | steady-state conditions | 240 | 1 |  | 2.86 | LR | 0.84 | 2.78 x SE |  |  |  | 5 | [10 empty] | steel |  | /cm^2
USEPA 2011 Decontamition of Materials with Ozone Gas in the Presence of Vaporous Organic Compounds |  | Fumigation | CFU | 10000000 |  |  | 14.25 | cm^2 | 0.001425 | m^2 |  |  | 111 | 8995 | ppmv |  |  | 0.7 | 23.2 | 1.9 | 79.5 | Glass | steady-state conditions | 240 | 1 |  | 1.8 | LR | 0.08 | 2.78 x SE |  |  |  | 5 | [10 empty] | glass |  | /cm^2
USEPA 2011 Decontamition of Materials with Ozone Gas in the Presence of Vaporous Organic Compounds |  | Fumigation | CFU | 10000000 |  |  | 14.25 | cm^2 | 0.001425 | m^2 |  |  | 111 | 8995 | ppmv |  |  | 0.7 | 23.2 | 1.9 | 79.5 | Bare Wood | steady-state conditions | 240 | 1 |  | 2.92 | LR | 0.71 | 2.78 x SE |  |  |  | 5 | [10 empty] | bare wood |  | /cm^2
USEPA 2011 Decontamition of Materials with Ozone Gas in the Presence of Vaporous Organic Compounds |  | Fumigation | CFU | 10000000 |  |  | 14.25 | cm^2 | 0.001425 | m^2 |  |  | 111 | 8995 | ppmv |  |  | 0.7 | 23.2 | 1.9 | 79.5 | Galvanized Metal | steady-state conditions | 240 | 1 |  | 2.16 | LR | 0.28000000000000003 | 2.78 x SE |  |  |  | 5 | [10 empty] | steel |  | /cm^2
USEPA 2011 Decontamition of Materials with Ozone Gas in the Presence of Vaporous Organic Compounds |  | Fumigation | CFU | 10000000 |  |  | 14.25 | cm^2 | 0.001425 | m^2 |  |  | 111 | 8995 | ppmv |  |  | 0.7 | 23.2 | 1.9 | 79.5 | Glass | steady-state conditions | 240 | 1 |  | 5.67 | LR | 2.54 | 2.78 x SE |  |  |  | 5 | [10 empty] | glass |  | /cm^2
USEPA 2011 Decontamition of Materials with Ozone Gas in the Presence of Vaporous Organic Compounds |  | Fumigation | CFU | 10000000 |  |  | 14.25 | cm^2 | 0.001425 | m^2 |  |  | 111 | 8995 | ppmv |  |  | 0.7 | 23.2 | 1.9 | 79.5 | Bare Wood | steady-state conditions | 240 | 1 |  | 1.23 | LR | 0.38 | 2.78 x SE |  |  |  | 5 | [10 empty] | bare wood |  | /cm^2
USEPA 2011 Decontamition of Materials with Ozone Gas in the Presence of Vaporous Organic Compounds |  | Fumigation | CFU | 10000000 |  |  | 14.25 | cm^2 | 0.001425 | m^2 |  |  | 111 | 8995 | ppmv |  |  | 0.7 | 23.2 | 1.9 | 79.5 | Galvanized Metal | steady-state conditions | 240 | 1 |  | 2.73 | LR | 1.35 | 2.78 x SE |  |  |  | 5 | [10 empty] | steel |  | /cm^2
USEPA 2011 Decontamition of Materials with Ozone Gas in the Presence of Vaporous Organic Compounds |  | Fumigation | CFU | 10000000 |  |  | 14.25 | cm^2 | 0.001425 | m^2 |  |  | 142 | 9050 | ppmv |  |  | 0.6 | 23.2 | 2.1 | 70.7 | Glass | steady-state conditions | 240 | 1 |  | 1.39 | LR | 0.27 | 2.78 x SE |  |  |  | 5 | [10 empty] | glass |  | /cm^2
USEPA 2011 Decontamition of Materials with Ozone Gas in the Presence of Vaporous Organic Compounds |  | Fumigation | CFU | 100000000 |  |  | 14.25 | cm^2 | 0.001425 | m^2 |  |  | 142 | 9050 | ppmv |  |  | 0.6 | 23.2 | 2.1 | 70.7 | Bare Wood | steady-state conditions | 240 | 1 |  | 2.35 | LR | 0.35 | 2.78 x SE |  |  |  | 5 | [10 empty] | bare wood |  | /cm^2
USEPA 2011 Decontamition of Materials with Ozone Gas in the Presence of Vaporous Organic Compounds |  | Fumigation | CFU | 100000000 |  |  | 14.25 | cm^2 | 0.001425 | m^2 |  |  | 142 | 9050 | ppmv |  |  | 0.6 | 23.2 | 2.1 | 70.7 | Galvanized Metal | steady-state conditions | 240 | 1 |  | 2.59 | LR | 0.33 | 2.78 x SE |  |  |  | 5 | [10 empty] | steel |  | /cm^2
USEPA 2011 Decontamition of Materials with Ozone Gas in the Presence of Vaporous Organic Compounds |  | Fumigation | CFU | 100000000 |  |  | 14.25 | cm^2 | 0.001425 | m^2 |  |  | 142 | 9050 | ppmv |  |  | 0.6 | 23.2 | 2.1 | 70.7 | Glass | steady-state conditions | 240 | 1 |  | 3.04 | LR | 0.34 | 2.78 x SE |  |  |  | 5 | [10 empty] | glass |  | /cm^2
USEPA 2011 Decontamition of Materials with Ozone Gas in the Presence of Vaporous Organic Compounds |  | Fumigation | CFU | 100000000 |  |  | 14.25 | cm^2 | 0.001425 | m^2 |  |  | 142 | 9050 | ppmv |  |  | 0.6 | 23.2 | 2.1 | 70.7 | Bare Wood | steady-state conditions | 240 | 1 |  | 0.82 | LR | 0.5 | 2.78 x SE |  |  |  | 5 | [10 empty] | bare wood |  | /cm^2
USEPA 2011 Decontamition of Materials with Ozone Gas in the Presence of Vaporous Organic Compounds |  | Fumigation | CFU | 100000000 |  |  | 14.25 | cm^2 | 0.001425 | m^2 |  |  | 142 | 9050 | ppmv |  |  | 0.6 | 23.2 | 2.1 | 70.7 | Galvanized Metal | steady-state conditions | 240 | 1 |  | 1.68 | LR | 0.71 | 2.78 x SE |  |  |  | 5 | [10 empty] | steel |  | /cm^2
USEPA 2011 Decontamition of Materials with Ozone Gas in the Presence of Vaporous Organic Compounds |  | Fumigation | CFU | 100000000 |  |  | 14.25 | cm^2 | 0.001425 | m^2 |  |  | 124 | 9025 | ppmv |  |  | 0.5 | 23.9 | 2.7 | 81.4 | Glass | steady-state conditions | 240 | 1 |  | 2.07 | LR | 0.31 | 2.78 x SE |  |  |  | 5 | [10 empty] | glass |  | /cm^2
USEPA 2011 Decontamition of Materials with Ozone Gas in the Presence of Vaporous Organic Compounds |  | Fumigation | CFU | 100000000 |  |  | 14.25 | cm^2 | 0.001425 | m^2 |  |  | 124 | 9025 | ppmv |  |  | 0.5 | 23.9 | 2.7 | 81.4 | Bare Wood | steady-state conditions | 240 |  |  | 2.94 | LR | 1.04 | 2.78 x SE |  |  |  | 5 | [10 empty] | bare wood |  | /cm^2
USEPA 2011 Decontamition of Materials with Ozone Gas in the Presence of Vaporous Organic Compounds |  | Fumigation | CFU | 100000000 |  |  | 14.25 | cm^2 | 0.001425 | m^2 |  |  | 124 | 9025 | ppmv |  |  | 0.5 | 23.9 | 2.7 | 81.4 | Galvanized Metal | steady-state conditions | 240 |  |  | 2.38 | LR | 0.51 | 2.78 x SE |  |  |  | 5 | [10 empty] | steel |  | /cm^2
USEPA 2011 Decontamition of Materials with Ozone Gas in the Presence of Vaporous Organic Compounds |  | Fumigation | CFU | 100000000 |  |  | 14.25 | cm^2 | 0.001425 | m^2 |  |  | 124 | 9025 | ppmv |  |  | 0.5 | 23.9 | 2.7 | 81.4 | Glass | steady-state conditions | 240 |  |  | 6.67 | LR | 1.53 | 2.78 x SE |  |  |  | 5 | [10 empty] | glass |  | /cm^2
USEPA 2011 Decontamition of Materials with Ozone Gas in the Presence of Vaporous Organic Compounds |  | Fumigation | CFU | 100000000 |  |  | 14.25 | cm^2 | 0.001425 | m^2 |  |  | 124 | 9025 | ppmv |  |  | 0.5 | 23.9 | 2.7 | 81.4 | Bare Wood | steady-state conditions | 240 |  |  | 3.58 | LR | 0.68 | 2.78 x SE |  |  |  | 5 | [10 empty] | bare wood |  | /cm^2
USEPA 2011 Decontamition of Materials with Ozone Gas in the Presence of Vaporous Organic Compounds |  | Fumigation | CFU | 100000000 |  |  | 14.25 | cm^2 | 0.001425 | m^2 |  |  | 124 | 9025 | ppmv |  |  | 0.5 | 23.9 | 2.7 | 81.4 | Galvanized Metal | steady-state conditions | 240 |  |  | 3.05 | LR | 1.1299999999999999 | 2.78 x SE |  |  |  | 5 | [10 empty] | steel |  | /cm^2
USEPA 2011 Decontamition of Materials with Ozone Gas in the Presence of Vaporous Organic Compounds |  | Fumigation | CFU | 100000000 |  |  | 14.25 | cm^2 | 0.001425 | m^2 |  |  | 205 | 8980 | ppmv |  |  | 0.6 | 24.2 | 1.5 | 81.4 | Glass | steady-state conditions (spiked 1-hexene not maintained) | 240 |  |  | 5.32 | LR | 2.82 | 2.78 x SE |  |  |  | 5 | [10 empty] | glass |  | /cm^2
USEPA 2011 Decontamition of Materials with Ozone Gas in the Presence of Vaporous Organic Compounds |  | Fumigation | CFU | 100000000 |  |  | 14.25 | cm^2 | 0.001425 | m^2 |  |  | 205 | 8980 | ppmv |  |  | 0.6 | 24.2 | 1.5 | 81.4 | Bare Wood | steady-state conditions (spiked 1-hexene not maintained) | 240 |  |  | 5.02 | LR | 1.66 | 2.78 x SE |  |  |  | 5 | [10 empty] | bare wood |  | /cm^2
USEPA 2011 Decontamition of Materials with Ozone Gas in the Presence of Vaporous Organic Compounds |  | Fumigation | CFU | 100000000 |  |  | 14.25 | cm^2 | 0.001425 | m^2 |  |  | 205 | 8980 | ppmv |  |  | 0.6 | 24.2 | 1.5 | 81.4 | Galvanized Metal | steady-state conditions (spiked 1-hexene not maintained) | 240 |  |  | 3.13 | LR | 0.5 | 2.78 x SE |  |  |  | 5 | [10 empty] | steel |  | /cm^2
USEPA 2011 Decontamition of Materials with Ozone Gas in the Presence of Vaporous Organic Compounds |  | Fumigation | CFU | 100000000 |  |  | 14.25 | cm^2 | 0.001425 | m^2 |  |  | 205 | 8980 | ppmv |  |  | 0.6 | 24.2 | 1.5 | 81.4 | Glass | steady-state conditions (spiked 1-hexene not maintained) | 240 |  |  | 6.84 | LR | 1.1499999999999999 | 2.78 x SE |  |  |  | 5 | [10 empty] | glass |  | /cm^2
USEPA 2011 Decontamition of Materials with Ozone Gas in the Presence of Vaporous Organic Compounds |  | Fumigation | CFU | 100000000 |  |  | 14.25 | cm^2 | 0.001425 | m^2 |  |  | 205 | 8980 | ppmv |  |  | 0.6 | 24.2 | 1.5 | 81.4 | Bare Wood | steady-state conditions (spiked 1-hexene not maintained) | 240 |  |  | 0.95 | LR | 0.85 | 2.78 x SE |  |  |  | 5 | [10 empty] | bare wood |  | /cm^2
USEPA 2011 Decontamition of Materials with Ozone Gas in the Presence of Vaporous Organic Compounds |  | Fumigation | CFU | 100000000 |  |  | 14.25 | cm^2 | 0.001425 | m^2 |  |  | 205 | 8980 | ppmv |  |  | 0.6 | 24.2 | 1.5 | 81.4 | Galvanized Metal | steady-state conditions (spiked 1-hexene not maintained) | 240 |  |  | 4.1 | LR | 0.32 | 2.78 x SE |  |  |  | 5 | [10 empty] | steel |  | /cm^2
USEPA 2013 Evaluation of Ethylene Oxide for the Ictivation of Bacillus anthracis |  | Fumigation | CFU | 100000000 |  |  | 14.25 | cm^2 | 0.001425 | m^2 | no rinsate |  | "10%" | 300 | mg/L |  |  | 1.02 | 50 | 3.14 | 30 | Glass | steady-state conditions | 180 |  |  | 4.77 | LR | 0.91 | 1.96 x SE |  |  |  | 5 | No damage | [9 empty] | glass |  | /cm^2
USEPA 2013 Evaluation of Ethylene Oxide for the Ictivation of Bacillus anthracis |  | Fumigation | CFU | 100000000 |  |  | 14.25 | cm^2 | 0.001425 | m^2 | no rinsate |  | "10%" | 300 | mg/L |  |  | 1.02 | 50 | 3.14 | 30 | Bare Pine Wood | steady-state conditions | 180 |  |  | 4.26 | LR | 0.47 | 1.96 x SE |  |  |  | 5 | No damage | [9 empty] | bare wood |  | /cm^2
USEPA 2013 Evaluation of Ethylene Oxide for the Ictivation of Bacillus anthracis |  | Fumigation | CFU | 100000000 |  |  | 14.25 | cm^2 | 0.001425 | m^2 | no rinsate |  | "10%" | 300 | mg/L |  |  | 1.02 | 50 | 3.14 | 30 | Painted Canvas | steady-state conditions | 180 |  |  | 4.54 | LR | 0.59 | 1.96 x SE |  |  |  | 5 | No damage | [9 empty] | other porous |  | /cm^2
USEPA 2013 Evaluation of Ethylene Oxide for the Ictivation of Bacillus anthracis |  | Fumigation | CFU | 100000000 |  |  | 14.25 | cm^2 | 0.001425 | m^2 | no rinsate |  | "10%" | 300 | mg/L |  |  | 1.02 | 50 | 3.14 | 30 | Archival Paper | steady-state conditions | 180 |  |  | 1.78 | LR | 0.14 | 1.96 x SE |  |  |  | 5 | No damage | [9 empty] | other porous |  | /cm^2
USEPA 2013 Evaluation of Ethylene Oxide for the Ictivation of Bacillus anthracis |  | Fumigation | CFU | 100000000 |  |  | 14.25 | cm^2 | 0.001425 | m^2 | no rinsate |  | "10%" | 300 | mg/L |  |  | 1.02 | 50 | 3.14 | 30 | Silk Fabric | steady-state conditions | 180 |  |  | 3.04 | LR | 0.23 | 1.96 x SE |  |  |  | 5 | No damage | [9 empty] | other porous |  | /cm^2
USEPA 2013 Evaluation of Ethylene Oxide for the Ictivation of Bacillus anthracis |  | Fumigation | CFU | 100000000 |  |  | 14.25 | cm^2 | 0.001425 | m^2 | no rinsate |  | "10%" | 300 | mg/L |  |  | 1.02 | 50 | 3.14 | 30 | Carbon Steel | steady-state conditions | 180 |  |  | 4.99 | LR | 0.71 | 1.96 x SE |  |  |  | 5 | No damage | [9 empty] | steel |  | /cm^2
USEPA 2013 Evaluation of Ethylene Oxide for the Ictivation of Bacillus anthracis |  | Fumigation | CFU | 100000000 |  |  | 14.25 | cm^2 | 0.001425 | m^2 | no rinsate |  | "10%" | 150 | mg/L |  |  | 1.02 | 50 | 3.14 | 50 | Glass | steady-state conditions | 45 |  |  | 3.89 | LR | 0.35 | 1.96 x SE |  |  |  | 5 | No damage | [9 empty] | glass |  | /cm^2
USEPA 2013 Evaluation of Ethylene Oxide for the Ictivation of Bacillus anthracis |  | Fumigation | CFU | 100000000 |  |  | 14.25 | cm^2 | 0.001425 | m^2 | no rinsate |  | "10%" | 150 | mg/L |  |  | 1.02 | 50 | 3.14 | 50 | Bare Pine Wood | steady-state conditions | 45 |  |  | 3.31 | LR | 0.59 | 1.96 x SE |  |  |  | 5 | No damage | [9 empty] | bare wood |  | /cm^2
USEPA 2013 Evaluation of Ethylene Oxide for the Ictivation of Bacillus anthracis |  | Fumigation | CFU | 100000000 |  |  | 14.25 | cm^2 | 0.001425 | m^2 | no rinsate |  | "10%" | 150 | mg/L |  |  | 1.02 | 50 | 3.14 | 50 | Painted Canvas | steady-state conditions | 45 |  |  | 3.11 | LR | 0.09 | 1.96 x SE |  |  |  | 5 | No damage | [9 empty] | other porous |  | /cm^2
USEPA 2013 Evaluation of Ethylene Oxide for the Ictivation of Bacillus anthracis |  | Fumigation | CFU | 100000000 |  |  | 14.25 | cm^2 | 0.001425 | m^2 | no rinsate |  | "10%" | 150 | mg/L |  |  | 1.02 | 50 | 3.14 | 50 | Archival Paper | steady-state conditions | 45 |  |  | 2.1 | LR | 0.07 | 1.96 x SE |  |  |  | 5 | No damage | [9 empty] | other porous |  | /cm^2
USEPA 2013 Evaluation of Ethylene Oxide for the Ictivation of Bacillus anthracis |  | Fumigation | CFU | 100000000 |  |  | 14.25 | cm^2 | 0.001425 | m^2 | no rinsate |  | "10%" | 150 | mg/L |  |  | 1.02 | 50 | 3.14 | 50 | Silk Fabric | steady-state conditions | 45 |  |  | 2.77 | LR | 0.17 | 1.96 x SE |  |  |  | 5 | No damage | [9 empty] | other porous |  | /cm^2
USEPA 2013 Evaluation of Ethylene Oxide for the Ictivation of Bacillus anthracis |  | Fumigation | CFU | 100000000 |  |  | 14.25 | cm^2 | 0.001425 | m^2 | no rinsate |  | "10%" | 150 | mg/L |  |  | 1.02 | 50 | 3.14 | 50 | Carbon Steel | steady-state conditions | 45 |  |  | 3.83 | LR | 0.2 | 1.96 x SE |  |  |  | 5 | No damage | [9 empty] | steel |  | /cm^2
USEPA 2013 Evaluation of Ethylene Oxide for the Ictivation of Bacillus anthracis |  | Fumigation | CFU | 100000000 |  |  | 14.25 | cm^2 | 0.001425 | m^2 | no rinsate |  | "10%" | 150 | mg/L |  |  | 1.02 | 50 | 3.14 | 50 | Glass | steady-state conditions | 90 |  |  | 5.68 | LR | 1.82 | 1.96 x SE |  |  |  | 5 | No damage | [9 empty] | glass |  | /cm^2
USEPA 2013 Evaluation of Ethylene Oxide for the Ictivation of Bacillus anthracis |  | Fumigation | CFU | 100000000 |  |  | 14.25 | cm^2 | 0.001425 | m^2 | no rinsate |  | "10%" | 150 | mg/L |  |  | 1.02 | 50 | 3.14 | 50 | Bare Pine Wood | steady-state conditions | 90 |  | ≥ | 6.62 | LR | 0.12 | 1.96 x SE |  |  |  | 5 | No damage | [9 empty] | bare wood |  | /cm^2 |  |  |  | 0 | 6.62
USEPA 2013 Evaluation of Ethylene Oxide for the Ictivation of Bacillus anthracis |  | Fumigation | CFU | 100000000 |  |  | 14.25 | cm^2 | 0.001425 | m^2 | no rinsate |  | "10%" | 150 | mg/L |  |  | 1.02 | 50 | 3.14 | 50 | Painted Canvas | steady-state conditions | 90 |  |  | 4.65 | LR | 1.5 | 1.96 x SE |  |  |  | 5 | No damage | [9 empty] | other porous |  | /cm^2
USEPA 2013 Evaluation of Ethylene Oxide for the Ictivation of Bacillus anthracis |  | Fumigation | CFU | 100000000 |  |  | 14.25 | cm^2 | 0.001425 | m^2 | no rinsate |  | "10%" | 150 | mg/L |  |  | 1.02 | 50 | 3.14 | 50 | Archival Paper | steady-state conditions | 90 |  |  | 3.38 | LR | 0.28 | 1.96 x SE |  |  |  | 5 | No damage | [9 empty] | other porous |  | /cm^2
USEPA 2013 Evaluation of Ethylene Oxide for the Ictivation of Bacillus anthracis |  | Fumigation | CFU | 100000000 |  |  | 14.25 | cm^2 | 0.001425 | m^2 | no rinsate |  | "10%" | 150 | mg/L |  |  | 1.02 | 50 | 3.14 | 50 | Silk Fabric | steady-state conditions | 90 |  |  | 4.65 | LR | 0.47 | 1.96 x SE |  |  |  | 5 | No damage | [9 empty] | other porous |  | /cm^2
USEPA 2013 Evaluation of Ethylene Oxide for the Ictivation of Bacillus anthracis |  | Fumigation | CFU | 100000000 |  |  | 14.25 | cm^2 | 0.001425 | m^2 | no rinsate |  | "10%" | 150 | mg/L |  |  | 1.02 | 50 | 3.14 | 50 | Carbon Steel | steady-state conditions | 90 |  |  | 3.45 | LR | 0.31 | 1.96 x SE |  |  |  | 5 | No damage | [9 empty] | steel |  | /cm^2
USEPA 2013 Evaluation of Ethylene Oxide for the Ictivation of Bacillus anthracis |  | Fumigation | CFU | 100000000 |  |  | 14.25 | cm^2 | 0.001425 | m^2 | no rinsate |  | "10%" | 150 | mg/L |  |  | 1.02 | 50 | 3.14 | 50 | Glass | steady-state conditions | 180 |  |  | 5.84 | LR | 1.07 | 1.96 x SE |  |  |  | 5 | No damage | [9 empty] | glass |  | /cm^2
USEPA 2013 Evaluation of Ethylene Oxide for the Ictivation of Bacillus anthracis |  | Fumigation | CFU | 100000000 |  |  | 14.25 | cm^2 | 0.001425 | m^2 | no rinsate |  | "10%" | 150 | mg/L |  |  | 1.02 | 50 | 3.14 | 50 | Bare Pine Wood | steady-state conditions | 180 |  |  | 5.77 | LR | 1.2 | 1.96 x SE |  |  |  | 5 | No damage | [9 empty] | bare wood |  | /cm^2
USEPA 2013 Evaluation of Ethylene Oxide for the Ictivation of Bacillus anthracis |  | Fumigation | CFU | 100000000 |  |  | 14.25 | cm^2 | 0.001425 | m^2 | no rinsate |  | "10%" | 150 | mg/L |  |  | 1.02 | 50 | 3.14 | 50 | Painted Canvas | steady-state conditions | 180 |  |  | 7.48 | LR | 0.83 | 1.96 x SE |  |  |  | 5 | No damage | [9 empty] | other porous |  | /cm^2
USEPA 2013 Evaluation of Ethylene Oxide for the Ictivation of Bacillus anthracis |  | Fumigation | CFU | 100000000 |  |  | 14.25 | cm^2 | 0.001425 | m^2 | no rinsate |  | "10%" | 150 | mg/L |  |  | 1.02 | 50 | 3.14 | 50 | Archival Paper | steady-state conditions | 180 |  |  | 2.86 | LR | 0.21 | 1.96 x SE |  |  |  | 5 | No damage | [9 empty] | other porous |  | /cm^2
USEPA 2013 Evaluation of Ethylene Oxide for the Ictivation of Bacillus anthracis |  | Fumigation | CFU | 100000000 |  |  | 14.25 | cm^2 | 0.001425 | m^2 | no rinsate |  | "10%" | 150 | mg/L |  |  | 1.02 | 50 | 3.14 | 50 | Silk Fabric | steady-state conditions | 180 |  |  | 4.85 | LR | 0.79 | 1.96 x SE |  |  |  | 5 | No damage | [9 empty] | other porous |  | /cm^2
USEPA 2013 Evaluation of Ethylene Oxide for the Ictivation of Bacillus anthracis |  | Fumigation | CFU | 100000000 |  |  | 14.25 | cm^2 | 0.001425 | m^2 | no rinsate |  | "10%" | 150 | mg/L |  |  | 1.02 | 50 | 3.14 | 50 | Carbon Steel | steady-state conditions | 180 |  | ≥ | 6.86 | LR | 1.02 | 1.96 x SE |  |  |  | 5 | No damage | [9 empty] | steel |  | /cm^2 |  |  |  | 0 | 6.86
USEPA 2013 Evaluation of Ethylene Oxide for the Ictivation of Bacillus anthracis |  | Fumigation | CFU | 100000000 |  |  | 14.25 | cm^2 | 0.001425 | m^2 | no rinsate |  | "10%" | 300 | mg/L |  |  | 1.02 | 50 | 3.14 | 50 | Glass | steady-state conditions | 45 |  |  | 5.61 | LR | 0.93 | 1.96 x SE |  |  |  | 5 | No damage | [9 empty] | glass |  | /cm^2
USEPA 2013 Evaluation of Ethylene Oxide for the Ictivation of Bacillus anthracis |  | Fumigation | CFU | 100000000 |  |  | 14.25 | cm^2 | 0.001425 | m^2 | no rinsate |  | "10%" | 300 | mg/L |  |  | 1.02 | 50 | 3.14 | 50 | Bare Pine Wood | steady-state conditions | 45 |  |  | 6.09 | LR | 1.01 | 1.96 x SE |  |  |  | 5 | No damage | [9 empty] | bare wood |  | /cm^2
USEPA 2013 Evaluation of Ethylene Oxide for the Ictivation of Bacillus anthracis |  | Fumigation | CFU | 100000000 |  |  | 14.25 | cm^2 | 0.001425 | m^2 | no rinsate |  | "10%" | 300 | mg/L |  |  | 1.02 | 50 | 3.14 | 50 | Painted Canvas | steady-state conditions | 45 |  |  | 7.08 | LR | 0.9 | 1.96 x SE |  |  |  | 5 | No damage | [9 empty] | other porous |  | /cm^2
USEPA 2013 Evaluation of Ethylene Oxide for the Ictivation of Bacillus anthracis |  | Fumigation | CFU | 100000000 |  |  | 14.25 | cm^2 | 0.001425 | m^2 | no rinsate |  | "10%" | 300 | mg/L |  |  | 1.02 | 50 | 3.14 | 50 | Archival Paper | steady-state conditions | 45 |  |  | 2.54 | LR | 0.09 | 1.96 x SE |  |  |  | 5 | No damage | [9 empty] | other porous |  | /cm^2
USEPA 2013 Evaluation of Ethylene Oxide for the Ictivation of Bacillus anthracis |  | Fumigation | CFU | 100000000 |  |  | 14.25 | cm^2 | 0.001425 | m^2 | no rinsate |  | "10%" | 300 | mg/L |  |  | 1.02 | 50 | 3.14 | 50 | Silk Fabric | steady-state conditions | 45 |  |  | 4.51 | LR | 0.19 | 1.96 x SE |  |  |  | 5 | No damage | [9 empty] | other porous |  | /cm^2
USEPA 2013 Evaluation of Ethylene Oxide for the Ictivation of Bacillus anthracis |  | Fumigation | CFU | 100000000 |  |  | 14.25 | cm^2 | 0.001425 | m^2 | no rinsate |  | "10%" | 300 | mg/L |  |  | 1.02 | 50 | 3.14 | 50 | Carbon Steel | steady-state conditions | 45 |  |  | 6.22 | LR | 0.96 | 1.96 x SE |  |  |  | 5 | No damage | [9 empty] | steel |  | /cm^2
USEPA 2013 Evaluation of Ethylene Oxide for the Ictivation of Bacillus anthracis |  | Fumigation | CFU | 100000000 |  |  | 14.25 | cm^2 | 0.001425 | m^2 | no rinsate |  | "10%" | 300 | mg/L |  |  | 1.02 | 50 | 3.14 | 50 | Glass | steady-state conditions | 90 |  |  | 6.64 | LR | 0.93 | 1.96 x SE |  |  |  | 5 | No damage | [9 empty] | glass |  | /cm^2
USEPA 2013 Evaluation of Ethylene Oxide for the Ictivation of Bacillus anthracis |  | Fumigation | CFU | 100000000 |  |  | 14.25 | cm^2 | 0.001425 | m^2 | no rinsate |  | "10%" | 300 | mg/L |  |  | 1.02 | 50 | 3.14 | 50 | Bare Pine Wood | steady-state conditions | 90 |  |  | 6.34 | LR | 0.6 | 1.96 x SE |  |  |  | 5 | No damage | [9 empty] | bare wood |  | /cm^2
USEPA 2013 Evaluation of Ethylene Oxide for the Ictivation of Bacillus anthracis |  | Fumigation | CFU | 100000000 |  |  | 14.25 | cm^2 | 0.001425 | m^2 | no rinsate |  | "10%" | 300 | mg/L |  |  | 1.02 | 50 | 3.14 | 50 | Painted Canvas | steady-state conditions | 90 |  | ≥ | 7.42 | LR | 0.79 | 1.96 x SE |  |  |  | 5 | No damage | [9 empty] | other porous |  | /cm^2 |  |  |  | 0 | 7.42
USEPA 2013 Evaluation of Ethylene Oxide for the Ictivation of Bacillus anthracis |  | Fumigation | CFU | 100000000 |  |  | 14.25 | cm^2 | 0.001425 | m^2 | no rinsate |  | "10%" | 300 | mg/L |  |  | 1.02 | 50 | 3.14 | 50 | Archival Paper | steady-state conditions | 90 |  |  | 5.28 | LR | 1.21 | 1.96 x SE |  |  |  | 5 | No damage | [9 empty] | other porous |  | /cm^2
USEPA 2013 Evaluation of Ethylene Oxide for the Ictivation of Bacillus anthracis |  | Fumigation | CFU | 100000000 |  |  | 14.25 | cm^2 | 0.001425 | m^2 | no rinsate |  | "10%" | 300 | mg/L |  |  | 1.02 | 50 | 3.14 | 50 | Silk Fabric | steady-state conditions | 90 |  |  | 6.65 | LR | 0.87 | 1.96 x SE |  |  |  | 5 | No damage | [9 empty] | other porous |  | /cm^2
USEPA 2013 Evaluation of Ethylene Oxide for the Ictivation of Bacillus anthracis |  | Fumigation | CFU | 100000000 |  |  | 14.25 | cm^2 | 0.001425 | m^2 | no rinsate |  | "10%" | 300 | mg/L |  |  | 1.02 | 50 | 3.14 | 50 | Carbon Steel | steady-state conditions | 90 |  |  | 7.28 | LR | 0.61 | 1.96 x SE |  |  |  | 5 | No damage | [9 empty] | steel |  | /cm^2
USEPA 2013 Evaluation of Ethylene Oxide for the Ictivation of Bacillus anthracis |  | Fumigation | CFU | 100000000 |  |  | 14.25 | cm^2 | 0.001425 | m^2 | no rinsate |  | "10%" | 300 | mg/L |  |  | 1.02 | 50 | 3.14 | 50 | Glass | steady-state conditions | 180 |  | ≥ | 7.63 | LR | 0.09 | 1.96 x SE |  |  |  | 5 | No damage | [9 empty] | glass |  | /cm^2 |  |  |  | 0 | 7.63
USEPA 2013 Evaluation of Ethylene Oxide for the Ictivation of Bacillus anthracis |  | Fumigation | CFU | 100000000 |  |  | 14.25 | cm^2 | 0.001425 | m^2 | no rinsate |  | "10%" | 300 | mg/L |  |  | 1.02 | 50 | 3.14 | 50 | Bare Pine Wood | steady-state conditions | 180 |  | ≥ | 6.56 | LR | 0.22 | 1.96 x SE |  |  |  | 5 | No damage | [9 empty] | bare wood |  | /cm^2 |  |  |  | 0 | 6.56
USEPA 2013 Evaluation of Ethylene Oxide for the Ictivation of Bacillus anthracis |  | Fumigation | CFU | 100000000 |  |  | 14.25 | cm^2 | 0.001425 | m^2 | no rinsate |  | "10%" | 300 | mg/L |  |  | 1.02 | 50 | 3.14 | 50 | Painted Canvas | steady-state conditions | 180 |  | ≥ | 7.79 | LR | 0.04 | 1.96 x SE |  |  |  | 5 | No damage | [9 empty] | other porous |  | /cm^2 |  |  |  | 0 | 7.79
USEPA 2013 Evaluation of Ethylene Oxide for the Ictivation of Bacillus anthracis |  | Fumigation | CFU | 100000000 |  |  | 14.25 | cm^2 | 0.001425 | m^2 | no rinsate |  | "10%" | 300 | mg/L |  |  | 1.02 | 50 | 3.14 | 50 | Archival Paper | steady-state conditions | 180 |  |  | 3.78 | LR | 0.33 | 1.96 x SE |  |  |  | 5 | No damage | [9 empty] | other porous |  | /cm^2
USEPA 2013 Evaluation of Ethylene Oxide for the Ictivation of Bacillus anthracis |  | Fumigation | CFU | 100000000 |  |  | 14.25 | cm^2 | 0.001425 | m^2 | no rinsate |  | "10%" | 300 | mg/L |  |  | 1.02 | 50 | 3.14 | 50 | Silk Fabric | steady-state conditions | 180 |  | ≥ | 7.18 | LR | 0.11 | 1.96 x SE |  |  |  | 5 | No damage | [9 empty] | other porous |  | /cm^2 |  |  |  | 0 | 7.18
USEPA 2013 Evaluation of Ethylene Oxide for the Ictivation of Bacillus anthracis |  | Fumigation | CFU | 100000000 |  |  | 14.25 | cm^2 | 0.001425 | m^2 | no rinsate |  | "10%" | 300 | mg/L |  |  | 1.02 | 50 | 3.14 | 50 | Carbon Steel | steady-state conditions | 180 |  | ≥ | 7.61 | LR | 0.12 | 1.96 x SE |  |  |  | 5 | No damage | [9 empty] | steel |  | /cm^2 |  |  |  | 0 | 7.61
USEPA 2013 Evaluation of Ethylene Oxide for the Ictivation of Bacillus anthracis |  | Fumigation | CFU | 100000000 |  |  | 14.25 | cm^2 | 0.001425 | m^2 | no rinsate |  | "10%" | 300 | mg/L |  |  | 1.02 | 50 | 3.14 | 50 | Glass | steady-state conditions | 180 |  |  | 6.25 | LR | 1.2 | 1.96 x SE |  |  |  | 5 | No damage | [9 empty] | glass |  | /cm^2
USEPA 2013 Evaluation of Ethylene Oxide for the Ictivation of Bacillus anthracis |  | Fumigation | CFU | 100000000 |  |  | 14.25 | cm^2 | 0.001425 | m^2 | no rinsate |  | "10%" | 300 | mg/L |  |  | 1.02 | 50 | 3.14 | 50 | Bare Pine Wood | steady-state conditions | 180 |  |  | 5.99 | LR | 0.79 | 1.96 x SE |  |  |  | 5 | No damage | [9 empty] | bare wood |  | /cm^2
USEPA 2013 Evaluation of Ethylene Oxide for the Ictivation of Bacillus anthracis |  | Fumigation | CFU | 100000000 |  |  | 14.25 | cm^2 | 0.001425 | m^2 | no rinsate |  | "10%" | 300 | mg/L |  |  | 1.02 | 50 | 3.14 | 50 | Painted Canvas | steady-state conditions | 180 |  | ≥ | 7.91 | LR | 0.02 | 1.96 x SE |  |  |  | 5 | No damage | [9 empty] | other porous |  | /cm^2 |  |  |  | 0 | 7.91
USEPA 2013 Evaluation of Ethylene Oxide for the Ictivation of Bacillus anthracis |  | Fumigation | CFU | 100000000 |  |  | 14.25 | cm^2 | 0.001425 | m^2 | no rinsate |  | "10%" | 300 | mg/L |  |  | 1.02 | 50 | 3.14 | 50 | Archival Paper | steady-state conditions | 180 |  |  | 6.01 | LR | 1.36 | 1.96 x SE |  |  |  | 5 | No damage | [9 empty] | other porous |  | /cm^2
USEPA 2013 Evaluation of Ethylene Oxide for the Ictivation of Bacillus anthracis |  | Fumigation | CFU | 100000000 |  |  | 14.25 | cm^2 | 0.001425 | m^2 | no rinsate |  | "10%" | 300 | mg/L |  |  | 1.02 | 50 | 3.14 | 50 | Silk Fabric | steady-state conditions | 180 |  |  | 5.53 | LR | 0.99 | 1.96 x SE |  |  |  | 5 | No damage | [9 empty] | other porous |  | /cm^2
USEPA 2013 Evaluation of Ethylene Oxide for the Ictivation of Bacillus anthracis |  | Fumigation | CFU | 100000000 |  |  | 14.25 | cm^2 | 0.001425 | m^2 | no rinsate |  | "10%" | 300 | mg/L |  |  | 1.02 | 50 | 3.14 | 50 | Carbon Steel | steady-state conditions | 180 |  | ≥ | 7.67 | LR | 0.72 | 1.96 x SE |  |  |  | 5 | No damage | [9 empty] | steel |  | /cm^2 |  |  |  | 0 | 7.67
USEPA 2013 Evaluation of Ethylene Oxide for the Ictivation of Bacillus anthracis |  | Fumigation | CFU | 100000000 |  |  | 14.25 | cm^2 | 0.001425 | m^2 | no rinsate |  | "10%" | 300 | mg/L |  |  | 1.02 | 50 | 3.14 | 50 | Glass | steady-state conditions | 360 |  | ≥ | 7.72 | LR | 0.05 | 1.96 x SE |  |  |  | 5 | No damage | [9 empty] | glass |  | /cm^2 |  |  |  | 0 | 7.72
USEPA 2013 Evaluation of Ethylene Oxide for the Ictivation of Bacillus anthracis |  | Fumigation | CFU | 100000000 |  |  | 14.25 | cm^2 | 0.001425 | m^2 | no rinsate |  | "10%" | 300 | mg/L |  |  | 1.02 | 50 | 3.14 | 50 | Bare Pine Wood | steady-state conditions | 360 |  | ≥ | 6.79 | LR | 0.11 | 1.96 x SE |  |  |  | 5 | No damage | [9 empty] | bare wood |  | /cm^2 |  |  |  | 0 | 6.79
USEPA 2013 Evaluation of Ethylene Oxide for the Ictivation of Bacillus anthracis |  | Fumigation | CFU | 100000000 |  |  | 14.25 | cm^2 | 0.001425 | m^2 | no rinsate |  | "10%" | 300 | mg/L |  |  | 1.02 | 50 | 3.14 | 50 | Painted Canvas | steady-state conditions | 360 |  | ≥ | 7.98 | LR | 0.03 | 1.96 x SE |  |  |  | 5 | No damage | [9 empty] | other porous |  | /cm^2 |  |  |  | 0 | 7.98
USEPA 2013 Evaluation of Ethylene Oxide for the Ictivation of Bacillus anthracis |  | Fumigation | CFU | 100000000 |  |  | 14.25 | cm^2 | 0.001425 | m^2 | no rinsate |  | "10%" | 300 | mg/L |  |  | 1.02 | 50 | 3.14 | 50 | Archival Paper | steady-state conditions | 360 |  |  | 4.68 | LR | 0.42 | 1.96 x SE |  |  |  | 5 | No damage | [9 empty] | other porous |  | /cm^2
USEPA 2013 Evaluation of Ethylene Oxide for the Ictivation of Bacillus anthracis |  | Fumigation | CFU | 100000000 |  |  | 14.25 | cm^2 | 0.001425 | m^2 | no rinsate |  | "10%" | 300 | mg/L |  |  | 1.02 | 50 | 3.14 | 50 | Silk Fabric | steady-state conditions | 360 |  | ≥ | 7.52 | LR | 0.11 | 1.96 x SE |  |  |  | 5 | No damage | [9 empty] | other porous |  | /cm^2 |  |  |  | 0 | 7.52
USEPA 2013 Evaluation of Ethylene Oxide for the Ictivation of Bacillus anthracis |  | Fumigation | CFU | 100000000 |  |  | 14.25 | cm^2 | 0.001425 | m^2 | no rinsate |  | "10%" | 300 | mg/L |  |  | 1.02 | 50 | 3.14 | 50 | Carbon Steel | steady-state conditions | 360 |  | ≥ | 8.03 | LR | 0.06 | 1.96 x SE |  |  |  | 5 | No damage | [9 empty] | steel |  | /cm^2 |  |  |  | 0 | 8.03
USEPA 2013 Evaluation of Ethylene Oxide for the Ictivation of Bacillus anthracis |  | Fumigation | CFU | 100000000 |  |  | 14.25 | cm^2 | 0.001425 | m^2 | no rinsate |  | "10%" | 600 | mg/L |  |  | 1.02 | 50 | 3.14 | 50 | Glass | steady-state conditions | 180 |  | ≥ | 7.66 | LR | 0.04 | 1.96 x SE |  |  |  | 5 | No damage | [9 empty] | glass |  | /cm^2 |  |  |  | 0 | 7.66
USEPA 2013 Evaluation of Ethylene Oxide for the Ictivation of Bacillus anthracis |  | Fumigation | CFU | 100000000 |  |  | 14.25 | cm^2 | 0.001425 | m^2 | no rinsate |  | "10%" | 600 | mg/L |  |  | 1.02 | 50 | 3.14 | 50 | Bare Pine Wood | steady-state conditions | 180 |  | ≥ | 6.91 | LR | 0.05 | 1.96 x SE |  |  |  | 5 | No damage | [9 empty] | bare wood |  | /cm^2 |  |  |  | 0 | 6.91
USEPA 2013 Evaluation of Ethylene Oxide for the Ictivation of Bacillus anthracis |  | Fumigation | CFU | 100000000 |  |  | 14.25 | cm^2 | 0.001425 | m^2 | no rinsate |  | "10%" | 600 | mg/L |  |  | 1.02 | 50 | 3.14 | 50 | Painted Canvas | steady-state conditions | 180 |  | ≥ | 7.93 | LR | 0.04 | 1.96 x SE |  |  |  | 5 | No damage | [9 empty] | other porous |  | /cm^2 |  |  |  | 0 | 7.93
USEPA 2013 Evaluation of Ethylene Oxide for the Ictivation of Bacillus anthracis |  | Fumigation | CFU | 100000000 |  |  | 14.25 | cm^2 | 0.001425 | m^2 | no rinsate |  | "10%" | 600 | mg/L |  |  | 1.02 | 50 | 3.14 | 50 | Archival Paper | steady-state conditions | 180 |  | ≥ | 7.75 | LR | 0.03 | 1.96 x SE |  |  |  | 5 | No damage | [9 empty] | other porous |  | /cm^2 |  |  |  | 0 | 7.75
USEPA 2013 Evaluation of Ethylene Oxide for the Ictivation of Bacillus anthracis |  | Fumigation | CFU | 100000000 |  |  | 14.25 | cm^2 | 0.001425 | m^2 | no rinsate |  | "10%" | 600 | mg/L |  |  | 1.02 | 50 | 3.14 | 50 | Silk Fabric | steady-state conditions | 180 |  | ≥ | 7.36 | LR | 0.14 | 1.96 x SE |  |  |  | 5 | No damage | [9 empty] | other porous |  | /cm^2 |  |  |  | 0 | 7.36
USEPA 2013 Evaluation of Ethylene Oxide for the Ictivation of Bacillus anthracis |  | Fumigation | CFU | 100000000 |  |  | 14.25 | cm^2 | 0.001425 | m^2 | no rinsate |  | "10%" | 600 | mg/L |  |  | 1.02 | 50 | 3.14 | 50 | Carbon Steel | steady-state conditions | 180 |  | ≥ | 7.83 | LR | 0.05 | 1.96 x SE |  |  |  | 5 | No damage | [9 empty] | steel |  | /cm^2 |  |  |  | 0 | 7.83
USEPA 2013 Evaluation of Ethylene Oxide for the Ictivation of Bacillus anthracis |  | Fumigation | CFU | 100000000 |  |  | 14.25 | cm^2 | 0.001425 | m^2 | no rinsate |  | "10%" | 300 | mg/L |  |  | 1.02 | 50 | 3.14 | 60 | Glass | steady-state conditions | 180 |  | ≥ | 7.77 | LR | 0.07 | 1.96 x SE |  |  |  | 5 | No damage | [9 empty] | glass |  | /cm^2 |  |  |  | 0 | 7.77
USEPA 2013 Evaluation of Ethylene Oxide for the Ictivation of Bacillus anthracis |  | Fumigation | CFU | 100000000 |  |  | 14.25 | cm^2 | 0.001425 | m^2 | no rinsate |  | "10%" | 300 | mg/L |  |  | 1.02 | 50 | 3.14 | 60 | Bare Pine Wood | steady-state conditions | 180 |  | ≥ | 6.8 | LR | 0.03 | 1.96 x SE |  |  |  | 5 | No damage | [9 empty] | bare wood |  | /cm^2 |  |  |  | 0 | 6.8
USEPA 2013 Evaluation of Ethylene Oxide for the Ictivation of Bacillus anthracis |  | Fumigation | CFU | 100000000 |  |  | 14.25 | cm^2 | 0.001425 | m^2 | no rinsate |  | "10%" | 300 | mg/L |  |  | 1.02 | 50 | 3.14 | 60 | Painted Canvas | steady-state conditions | 180 |  | ≥ | 7.86 | LR | 0.04 | 1.96 x SE |  |  |  | 5 | No damage | [9 empty] | other porous |  | /cm^2 |  |  |  | 0 | 7.86
USEPA 2013 Evaluation of Ethylene Oxide for the Ictivation of Bacillus anthracis |  | Fumigation | CFU | 100000000 |  |  | 14.25 | cm^2 | 0.001425 | m^2 | no rinsate |  | "10%" | 300 | mg/L |  |  | 1.02 | 50 | 3.14 | 60 | Archival Paper | steady-state conditions | 180 |  | ≥ | 7.7 | LR | 0.04 | 1.96 x SE |  |  |  | 5 | No damage | [9 empty] | other porous |  | /cm^2 |  |  |  | 0 | 7.7
USEPA 2013 Evaluation of Ethylene Oxide for the Ictivation of Bacillus anthracis |  | Fumigation | CFU | 100000000 |  |  | 14.25 | cm^2 | 0.001425 | m^2 | no rinsate |  | "10%" | 300 | mg/L |  |  | 1.02 | 50 | 3.14 | 60 | Silk Fabric | steady-state conditions | 180 |  |  | 7.42 | LR | 0.11 | 1.96 x SE |  |  |  | 5 | No damage | [9 empty] | other porous |  | /cm^2
USEPA 2013 Evaluation of Ethylene Oxide for the Ictivation of Bacillus anthracis |  | Fumigation | CFU | 100000000 |  |  | 14.25 | cm^2 | 0.001425 | m^2 | no rinsate |  | "10%" | 300 | mg/L |  |  | 1.02 | 50 | 3.14 | 60 | Carbon Steel | steady-state conditions | 180 |  |  | 7.67 | LR | 0.04 | 1.96 x SE |  |  |  | 5 | No damage | [9 empty] | steel |  | /cm^2
USEPA 2013 Evaluation of Ethylene Oxide for the Ictivation of Bacillus anthracis |  | Fumigation | CFU | 100000000 |  |  | 14.25 | cm^2 | 0.001425 | m^2 | no rinsate |  | "10%" | 600 | mg/L |  |  | 1.02 | 50 | 3.14 | 60 | Glass | steady-state conditions | 360 |  | ≥ | 7.61 | LR | 0.08 | 1.96 x SE |  |  |  | 5 | No damage | [9 empty] | glass |  | /cm^2 |  |  |  | 0 | 7.61
USEPA 2013 Evaluation of Ethylene Oxide for the Ictivation of Bacillus anthracis |  | Fumigation | CFU | 100000000 |  |  | 14.25 | cm^2 | 0.001425 | m^2 | no rinsate |  | "10%" | 600 | mg/L |  |  | 1.02 | 50 | 3.14 | 60 | Bare Pine Wood | steady-state conditions | 360 |  | ≥ | 6.85 | LR | 0.23 | 1.96 x SE |  |  |  | 5 | No damage | [9 empty] | bare wood |  | /cm^2 |  |  |  | 0 | 6.85
USEPA 2013 Evaluation of Ethylene Oxide for the Ictivation of Bacillus anthracis |  | Fumigation | CFU | 100000000 |  |  | 14.25 | cm^2 | 0.001425 | m^2 | no rinsate |  | "10%" | 600 | mg/L |  |  | 1.02 | 50 | 3.14 | 60 | Painted Canvas | steady-state conditions | 360 |  | ≥ | 7.98 | LR | 0.03 | 1.96 x SE |  |  |  | 5 | No damage | [9 empty] | other porous |  | /cm^2 |  |  |  | 0 | 7.98
USEPA 2013 Evaluation of Ethylene Oxide for the Ictivation of Bacillus anthracis |  | Fumigation | CFU | 100000000 |  |  | 14.25 | cm^2 | 0.001425 | m^2 | no rinsate |  | "10%" | 600 | mg/L |  |  | 1.02 | 50 | 3.14 | 60 | Archival Paper | steady-state conditions | 360 |  | ≥ | 7.62 | LR | 0.08 | 1.96 x SE |  |  |  | 5 | No damage | [9 empty] | other porous |  | /cm^2 |  |  |  | 0 | 7.62
USEPA 2013 Evaluation of Ethylene Oxide for the Ictivation of Bacillus anthracis |  | Fumigation | CFU | 100000000 |  |  | 14.25 | cm^2 | 0.001425 | m^2 | no rinsate |  | "10%" | 600 | mg/L |  |  | 1.02 | 50 | 3.14 | 60 | Silk Fabric | steady-state conditions | 360 |  | ≥ | 7.33 | LR | 0.12 | 1.96 x SE |  |  |  | 5 | No damage | [9 empty] | other porous |  | /cm^2 |  |  |  | 0 | 7.33
USEPA 2013 Evaluation of Ethylene Oxide for the Ictivation of Bacillus anthracis |  | Fumigation | CFU | 100000000 |  |  | 14.25 | cm^2 | 0.001425 | m^2 | no rinsate |  | "10%" | 600 | mg/L |  |  | 1.02 | 50 | 3.14 | 60 | Carbon Steel | steady-state conditions | 360 |  | ≥ | 7.42 | LR | 0.17 | 1.96 x SE |  |  |  | 5 | No damage | [9 empty] | steel |  | /cm^2 |  |  |  | 0 | 7.42
USEPA 2013 Evaluation of Ethylene Oxide for the Ictivation of Bacillus anthracis |  | Fumigation | CFU | 100000000 |  |  | 14.25 | cm^2 | 0.001425 | m^2 | no rinsate |  | "10%" | 150 | mg/L |  |  | 1.02 | 50 | 3.14 | 75 | Glass | steady-state conditions | 180 |  | ≥ | 7.69 | LR | 0.14 | 1.96 x SE |  |  |  | 5 | No damage | [9 empty] | glass |  | /cm^2 |  |  |  | 0 | 7.69
USEPA 2013 Evaluation of Ethylene Oxide for the Ictivation of Bacillus anthracis |  | Fumigation | CFU | 100000000 |  |  | 14.25 | cm^2 | 0.001425 | m^2 | no rinsate |  | "10%" | 150 | mg/L |  |  | 1.02 | 50 | 3.14 | 75 | Bare Pine Wood | steady-state conditions | 180 |  | ≥ | 6.73 | LR | 0.12 | 1.96 x SE |  |  |  | 5 | No damage | [9 empty] | bare wood |  | /cm^2 |  |  |  | 0 | 6.73
USEPA 2013 Evaluation of Ethylene Oxide for the Ictivation of Bacillus anthracis |  | Fumigation | CFU | 100000000 |  |  | 14.25 | cm^2 | 0.001425 | m^2 | no rinsate |  | "10%" | 150 | mg/L |  |  | 1.02 | 50 | 3.14 | 75 | Painted Canvas | steady-state conditions | 180 |  | ≥ | 7.89 | LR | 0.03 | 1.96 x SE |  |  |  | 5 | No damage | [9 empty] | other porous |  | /cm^2 |  |  |  | 0 | 7.89
USEPA 2013 Evaluation of Ethylene Oxide for the Ictivation of Bacillus anthracis |  | Fumigation | CFU | 100000000 |  |  | 14.25 | cm^2 | 0.001425 | m^2 | no rinsate |  | "10%" | 150 | mg/L |  |  | 1.02 | 50 | 3.14 | 75 | Archival Paper | steady-state conditions | 180 |  | ≥ | 7.61 | LR | 0.03 | 1.96 x SE |  |  |  | 5 | No damage | [9 empty] | other porous |  | /cm^2 |  |  |  | 0 | 7.61
USEPA 2013 Evaluation of Ethylene Oxide for the Ictivation of Bacillus anthracis |  | Fumigation | CFU | 100000000 |  |  | 14.25 | cm^2 | 0.001425 | m^2 | no rinsate |  | "10%" | 150 | mg/L |  |  | 1.02 | 50 | 3.14 | 75 | Silk Fabric | steady-state conditions | 180 |  | ≥ | 7.23 | LR | 0.14 | 1.96 x SE |  |  |  | 5 | No damage | [9 empty] | other porous |  | /cm^2 |  |  |  | 0 | 7.23
USEPA 2013 Evaluation of Ethylene Oxide for the Ictivation of Bacillus anthracis |  | Fumigation | CFU | 100000000 |  |  | 14.25 | cm^2 | 0.001425 | m^2 | no rinsate |  | "10%" | 150 | mg/L |  |  | 1.02 | 50 | 3.14 | 75 | Carbon Steel | steady-state conditions | 180 |  | ≥ | 7.86 | LR | 0.06 | 1.96 x SE |  |  |  | 5 | No damage | [9 empty] | steel |  | /cm^2 |  |  |  | 0 | 7.86
USEPA 2013 Evaluation of Ethylene Oxide for the Ictivation of Bacillus anthracis |  | Fumigation | CFU | 100000000 |  |  | 14.25 | cm^2 | 0.001425 | m^2 | no rinsate |  | "10%" | 300 | mg/L |  |  | 1.02 | 50 | 3.14 | 75 | Glass | steady-state conditions | 45 |  |  | 6.43 | LR | 0.86 | 1.96 x SE |  |  |  | 5 | No damage | [9 empty] | glass |  | /cm^2
USEPA 2013 Evaluation of Ethylene Oxide for the Ictivation of Bacillus anthracis |  | Fumigation | CFU | 100000000 |  |  | 14.25 | cm^2 | 0.001425 | m^2 | no rinsate |  | "10%" | 300 | mg/L |  |  | 1.02 | 50 | 3.14 | 75 | Bare Pine Wood | steady-state conditions | 45 |  | ≥ | 6.84 | LR | 0.05 | 1.96 x SE |  |  |  | 5 | No damage | [9 empty] | bare wood |  | /cm^2 |  |  |  | 0 | 6.84
USEPA 2013 Evaluation of Ethylene Oxide for the Ictivation of Bacillus anthracis |  | Fumigation | CFU | 100000000 |  |  | 14.25 | cm^2 | 0.001425 | m^2 | no rinsate |  | "10%" | 300 | mg/L |  |  | 1.02 | 50 | 3.14 | 75 | Painted Canvas | steady-state conditions | 45 |  |  | 7.57 | LR | 0.6 | 1.96 x SE |  |  |  | 5 | No damage | [9 empty] | other porous |  | /cm^2
USEPA 2013 Evaluation of Ethylene Oxide for the Ictivation of Bacillus anthracis |  | Fumigation | CFU | 100000000 |  |  | 14.25 | cm^2 | 0.001425 | m^2 | no rinsate |  | "10%" | 300 | mg/L |  |  | 1.02 | 50 | 3.14 | 75 | Archival Paper | steady-state conditions | 45 |  | ≥ | 7.59 | LR | 0.24 | 1.96 x SE |  |  |  | 5 | No damage | [9 empty] | other porous |  | /cm^2 |  |  |  | 0 | 7.59
USEPA 2013 Evaluation of Ethylene Oxide for the Ictivation of Bacillus anthracis |  | Fumigation | CFU | 100000000 |  |  | 14.25 | cm^2 | 0.001425 | m^2 | no rinsate |  | "10%" | 300 | mg/L |  |  | 1.02 | 50 | 3.14 | 75 | Silk Fabric | steady-state conditions | 45 |  | ≥ | 7.27 | LR | 0.16 | 1.96 x SE |  |  |  | 5 | No damage | [9 empty] | other porous |  | /cm^2 |  |  |  | 0 | 7.27
USEPA 2013 Evaluation of Ethylene Oxide for the Ictivation of Bacillus anthracis |  | Fumigation | CFU | 100000000 |  |  | 14.25 | cm^2 | 0.001425 | m^2 | no rinsate |  | "10%" | 300 | mg/L |  |  | 1.02 | 50 | 3.14 | 75 | Carbon Steel | steady-state conditions | 45 |  | ≥ | 7.56 | LR | 0.05 | 1.96 x SE |  |  |  | 5 | No damage | [9 empty] | steel |  | /cm^2 |  |  |  | 0 | 7.56
USEPA 2013 Evaluation of Ethylene Oxide for the Ictivation of Bacillus anthracis |  | Fumigation | CFU | 100000000 |  |  | 14.25 | cm^2 | 0.001425 | m^2 | no rinsate |  | "10%" | 300 | mg/L |  |  | 1.02 | 50 | 3.14 | 75 | Glass | steady-state conditions | 90 |  | ≥ | 7.54 | LR | 0.19 | 1.96 x SE |  |  |  | 5 | No damage | [9 empty] | glass |  | /cm^2 |  |  |  | 0 | 7.54
USEPA 2013 Evaluation of Ethylene Oxide for the Ictivation of Bacillus anthracis |  | Fumigation | CFU | 100000000 |  |  | 14.25 | cm^2 | 0.001425 | m^2 | no rinsate |  | "10%" | 300 | mg/L |  |  | 1.02 | 50 | 3.14 | 75 | Bare Pine Wood | steady-state conditions | 90 |  | ≥ | 6.72 | LR | 0.08 | 1.96 x SE |  |  |  | 5 | No damage | [9 empty] | bare wood |  | /cm^2 |  |  |  | 0 | 6.72
USEPA 2013 Evaluation of Ethylene Oxide for the Ictivation of Bacillus anthracis |  | Fumigation | CFU | 100000000 |  |  | 14.25 | cm^2 | 0.001425 | m^2 | no rinsate |  | "10%" | 300 | mg/L |  |  | 1.02 | 50 | 3.14 | 75 | Painted Canvas | steady-state conditions | 90 |  | ≥ | 7.83 | LR | 0.03 | 1.96 x SE |  |  |  | 5 | No damage | [9 empty] | other porous |  | /cm^2 |  |  |  | 0 | 7.83
USEPA 2013 Evaluation of Ethylene Oxide for the Ictivation of Bacillus anthracis |  | Fumigation | CFU | 100000000 |  |  | 14.25 | cm^2 | 0.001425 | m^2 | no rinsate |  | "10%" | 300 | mg/L |  |  | 1.02 | 50 | 3.14 | 75 | Archival Paper | steady-state conditions | 90 |  | ≥ | 7.65 | LR | 0.04 | 1.96 x SE |  |  |  | 5 | No damage | [9 empty] | other porous |  | /cm^2 |  |  |  | 0 | 7.65
USEPA 2013 Evaluation of Ethylene Oxide for the Ictivation of Bacillus anthracis |  | Fumigation | CFU | 100000000 |  |  | 14.25 | cm^2 | 0.001425 | m^2 | no rinsate |  | "10%" | 300 | mg/L |  |  | 1.02 | 50 | 3.14 | 75 | Silk Fabric | steady-state conditions | 90 |  | ≥ | 7.47 | LR | 0.16 | 1.96 x SE |  |  |  | 5 | No damage | [9 empty] | other porous |  | /cm^2 |  |  |  | 0 | 7.47
USEPA 2013 Evaluation of Ethylene Oxide for the Ictivation of Bacillus anthracis |  | Fumigation | CFU | 100000000 |  |  | 14.25 | cm^2 | 0.001425 | m^2 | no rinsate |  | "10%" | 300 | mg/L |  |  | 1.02 | 50 | 3.14 | 75 | Carbon Steel | steady-state conditions | 90 |  | ≥ | 7.12 | LR | 0.03 | 1.96 x SE |  |  |  | 5 | No damage | [9 empty] | steel |  | /cm^2 |  |  |  | 0 | 7.12
USEPA 2013 Evaluation of Ethylene Oxide for the Ictivation of Bacillus anthracis |  | Fumigation | CFU | 100000000 |  |  | 14.25 | cm^2 | 0.001425 | m^2 | no rinsate |  | "10%" | 300 | mg/L |  |  | 1.02 | 50 | 3.14 | 75 | Glass | steady-state conditions | 180 |  | ≥ | 7.6 | LR | 0.08 | 1.96 x SE |  |  |  | 5 | No damage | [9 empty] | glass |  | /cm^2 |  |  |  | 0 | 7.6
USEPA 2013 Evaluation of Ethylene Oxide for the Ictivation of Bacillus anthracis |  | Fumigation | CFU | 100000000 |  |  | 14.25 | cm^2 | 0.001425 | m^2 | no rinsate |  | "10%" | 300 | mg/L |  |  | 1.02 | 50 | 3.14 | 75 | Bare Pine Wood | steady-state conditions | 180 |  | ≥ | 6.71 | LR | 0.2 | 1.96 x SE |  |  |  | 5 | No damage | [9 empty] | bare wood |  | /cm^2 |  |  |  | 0 | 6.71
USEPA 2013 Evaluation of Ethylene Oxide for the Ictivation of Bacillus anthracis |  | Fumigation | CFU | 100000000 |  |  | 14.25 | cm^2 | 0.001425 | m^2 | no rinsate |  | "10%" | 300 | mg/L |  |  | 1.02 | 50 | 3.14 | 75 | Painted Canvas | steady-state conditions | 180 |  | ≥ | 7.79 | LR | 0.02 | 1.96 x SE |  |  |  | 5 | No damage | [9 empty] | other porous |  | /cm^2 |  |  |  | 0 | 7.79
USEPA 2013 Evaluation of Ethylene Oxide for the Ictivation of Bacillus anthracis |  | Fumigation | CFU | 100000000 |  |  | 14.25 | cm^2 | 0.001425 | m^2 | no rinsate |  | "10%" | 300 | mg/L |  |  | 1.02 | 50 | 3.14 | 75 | Archival Paper | steady-state conditions | 180 |  | ≥ | 7.58 | LR | 0.04 | 1.96 x SE |  |  |  | 5 | No damage | [9 empty] | other porous |  | /cm^2 |  |  |  | 0 | 7.58
USEPA 2013 Evaluation of Ethylene Oxide for the Ictivation of Bacillus anthracis |  | Fumigation | CFU | 100000000 |  |  | 14.25 | cm^2 | 0.001425 | m^2 | no rinsate |  | "10%" | 300 | mg/L |  |  | 1.02 | 50 | 3.14 | 75 | Silk Fabric | steady-state conditions | 180 |  | ≥ | 7.26 | LR | 0.12 | 1.96 x SE |  |  |  | 5 | No damage | [9 empty] | other porous |  | /cm^2 |  |  |  | 0 | 7.26
USEPA 2013 Evaluation of Ethylene Oxide for the Ictivation of Bacillus anthracis |  | Fumigation | CFU | 100000000 |  |  | 14.25 | cm^2 | 0.001425 | m^2 | no rinsate |  | "10%" | 300 | mg/L |  |  | 1.02 | 50 | 3.14 | 75 | Carbon Steel | steady-state conditions | 180 |  | ≥ | 7.47 | LR | 0.04 | 1.96 x SE |  |  |  | 5 | No damage | [9 empty] | steel |  | /cm^2 |  |  |  | 0 | 7.47
USEPA 2013 Evaluation of Ethylene Oxide for the Ictivation of Bacillus anthracis |  | Fumigation | CFU | 100000000 |  |  | 14.25 | cm^2 | 0.001425 | m^2 | no rinsate |  | "10%" | 300 | mg/L |  |  | 1.02 | 37 | 3.14 | 75 | Glass | steady-state conditions | 45 |  | ≥ | 7.78 | LR | 0.05 | 1.96 x SE |  |  |  | 5 | No damage | [9 empty] | glass |  | /cm^2 |  |  |  | 0 | 7.78
USEPA 2013 Evaluation of Ethylene Oxide for the Ictivation of Bacillus anthracis |  | Fumigation | CFU | 100000000 |  |  | 14.25 | cm^2 | 0.001425 | m^2 | no rinsate |  | "10%" | 300 | mg/L |  |  | 1.02 | 37 | 3.14 | 75 | Bare Pine Wood | steady-state conditions | 45 |  |  | 5.55 | LR | 1.2 | 1.96 x SE |  |  |  | 5 | No damage | [9 empty] | bare wood |  | /cm^2
USEPA 2013 Evaluation of Ethylene Oxide for the Ictivation of Bacillus anthracis |  | Fumigation | CFU | 100000000 |  |  | 14.25 | cm^2 | 0.001425 | m^2 | no rinsate |  | "10%" | 300 | mg/L |  |  | 1.02 | 37 | 3.14 | 75 | Painted Canvas | steady-state conditions | 45 |  | ≥ | 7.78 | LR | 0.05 | 1.96 x SE |  |  |  | 5 | No damage | [9 empty] | other porous |  | /cm^2 |  |  |  | 0 | 7.78
USEPA 2013 Evaluation of Ethylene Oxide for the Ictivation of Bacillus anthracis |  | Fumigation | CFU | 100000000 |  |  | 14.25 | cm^2 | 0.001425 | m^2 | no rinsate |  | "10%" | 300 | mg/L |  |  | 1.02 | 37 | 3.14 | 75 | Archival Paper | steady-state conditions | 45 |  | ≥ | 7.68 | LR | 0.1 | 1.96 x SE |  |  |  | 5 | No damage | [9 empty] | other porous |  | /cm^2 |  |  |  | 0 | 7.68
USEPA 2013 Evaluation of Ethylene Oxide for the Ictivation of Bacillus anthracis |  | Fumigation | CFU | 100000000 |  |  | 14.25 | cm^2 | 0.001425 | m^2 | no rinsate |  | "10%" | 300 | mg/L |  |  | 1.02 | 37 | 3.14 | 75 | Silk Fabric | steady-state conditions | 45 |  | ≥ | 7.49 | LR | 0.06 | 1.96 x SE |  |  |  | 5 | No damage | [9 empty] | other porous |  | /cm^2 |  |  |  | 0 | 7.49
USEPA 2013 Evaluation of Ethylene Oxide for the Ictivation of Bacillus anthracis |  | Fumigation | CFU | 100000000 |  |  | 14.25 | cm^2 | 0.001425 | m^2 | no rinsate |  | "10%" | 300 | mg/L |  |  | 1.02 | 37 | 3.14 | 75 | Carbon Steel | steady-state conditions | 45 |  |  | 5.77 | LR | 0.36 | 1.96 x SE |  |  |  | 5 | No damage | [9 empty] | steel |  | /cm^2
USEPA 2013 Evaluation of Ethylene Oxide for the Ictivation of Bacillus anthracis |  | Fumigation | CFU | 100000000 |  |  | 14.25 | cm^2 | 0.001425 | m^2 | no rinsate |  | "10%" | 300 | mg/L |  |  | 1.02 | 37 | 3.14 | 75 | Glass | steady-state conditions | 90 |  | ≥ | 7.72 | LR | 0.09 | 1.96 x SE |  |  |  | 5 | No damage | [9 empty] | glass |  | /cm^2 |  |  |  | 0 | 7.72
USEPA 2013 Evaluation of Ethylene Oxide for the Ictivation of Bacillus anthracis |  | Fumigation | CFU | 100000000 |  |  | 14.25 | cm^2 | 0.001425 | m^2 | no rinsate |  | "10%" | 300 | mg/L |  |  | 1.02 | 37 | 3.14 | 75 | Bare Pine Wood | steady-state conditions | 90 |  | ≥ | 6.76 | LR | 0.07 | 1.96 x SE |  |  |  | 5 | No damage | [9 empty] | bare wood |  | /cm^2 |  |  |  | 0 | 6.76
USEPA 2013 Evaluation of Ethylene Oxide for the Ictivation of Bacillus anthracis |  | Fumigation | CFU | 100000000 |  |  | 14.25 | cm^2 | 0.001425 | m^2 | no rinsate |  | "10%" | 300 | mg/L |  |  | 1.02 | 37 | 3.14 | 75 | Painted Canvas | steady-state conditions | 90 |  | ≥ | 7.78 | LR | 0.05 | 1.96 x SE |  |  |  | 5 | No damage | [9 empty] | other porous |  | /cm^2 |  |  |  | 0 | 7.78
USEPA 2013 Evaluation of Ethylene Oxide for the Ictivation of Bacillus anthracis |  | Fumigation | CFU | 100000000 |  |  | 14.25 | cm^2 | 0.001425 | m^2 | no rinsate |  | "10%" | 300 | mg/L |  |  | 1.02 | 37 | 3.14 | 75 | Archival Paper | steady-state conditions | 90 |  | ≥ | 7.52 | LR | 0.06 | 1.96 x SE |  |  |  | 5 | No damage | [9 empty] | other porous |  | /cm^2 |  |  |  | 0 | 7.52
USEPA 2013 Evaluation of Ethylene Oxide for the Ictivation of Bacillus anthracis |  | Fumigation | CFU | 100000000 |  |  | 14.25 | cm^2 | 0.001425 | m^2 | no rinsate |  | "10%" | 300 | mg/L |  |  | 1.02 | 37 | 3.14 | 75 | Silk Fabric | steady-state conditions | 90 |  | ≥ | 7.37 | LR | 0.14 | 1.96 x SE |  |  |  | 5 | No damage | [9 empty] | other porous |  | /cm^2 |  |  |  | 0 | 7.37
USEPA 2013 Evaluation of Ethylene Oxide for the Ictivation of Bacillus anthracis |  | Fumigation | CFU | 100000000 |  |  | 14.25 | cm^2 | 0.001425 | m^2 | no rinsate |  | "10%" | 300 | mg/L |  |  | 1.02 | 37 | 3.14 | 75 | Carbon Steel | steady-state conditions | 90 |  | ≥ | 7.62 | LR | 0.06 | 1.96 x SE |  |  |  | 5 | No damage | [9 empty] | steel |  | /cm^2 |  |  |  | 0 | 7.62
USEPA 2013 Evaluation of Ethylene Oxide for the Ictivation of Bacillus anthracis |  | Fumigation | CFU | 100000000 |  |  | 14.25 | cm^2 | 0.001425 | m^2 | no rinsate |  | "10%" | 300 | mg/L |  |  | 1.02 | 37 | 3.14 | 75 | Glass | steady-state conditions | 180 |  | ≥ | 7.64 | LR | 0.04 | 1.96 x SE |  |  |  | 5 | No damage | [9 empty] | glass |  | /cm^2 |  |  |  | 0 | 7.64
USEPA 2013 Evaluation of Ethylene Oxide for the Ictivation of Bacillus anthracis |  | Fumigation | CFU | 100000000 |  |  | 14.25 | cm^2 | 0.001425 | m^2 | no rinsate |  | "10%" | 300 | mg/L |  |  | 1.02 | 37 | 3.14 | 75 | Bare Pine Wood | steady-state conditions | 180 |  | ≥ | 6.87 | LR | 0.17 | 1.96 x SE |  |  |  | 5 | No damage | [9 empty] | bare wood |  | /cm^2 |  |  |  | 0 | 6.87
USEPA 2013 Evaluation of Ethylene Oxide for the Ictivation of Bacillus anthracis |  | Fumigation | CFU | 100000000 |  |  | 14.25 | cm^2 | 0.001425 | m^2 | no rinsate |  | "10%" | 300 | mg/L |  |  | 1.02 | 37 | 3.14 | 75 | Painted Canvas | steady-state conditions | 180 |  | ≥ | 7.71 | LR | 0.04 | 1.96 x SE |  |  |  | 5 | No damage | [9 empty] | other porous |  | /cm^2 |  |  |  | 0 | 7.71
USEPA 2013 Evaluation of Ethylene Oxide for the Ictivation of Bacillus anthracis |  | Fumigation | CFU | 100000000 |  |  | 14.25 | cm^2 | 0.001425 | m^2 | no rinsate |  | "10%" | 300 | mg/L |  |  | 1.02 | 37 | 3.14 | 75 | Archival Paper | steady-state conditions | 180 |  | ≥ | 7.37 | LR | 0.12 | 1.96 x SE |  |  |  | 5 | No damage | [9 empty] | other porous |  | /cm^2 |  |  |  | 0 | 7.37
USEPA 2013 Evaluation of Ethylene Oxide for the Ictivation of Bacillus anthracis |  | Fumigation | CFU | 100000000 |  |  | 14.25 | cm^2 | 0.001425 | m^2 | no rinsate |  | "10%" | 300 | mg/L |  |  | 1.02 | 37 | 3.14 | 75 | Silk Fabric | steady-state conditions | 180 |  | ≥ | 7.1 | LR | 0.08 | 1.96 x SE |  |  |  | 5 | No damage | [9 empty] | other porous |  | /cm^2 |  |  |  | 0 | 7.1
USEPA 2013 Evaluation of Ethylene Oxide for the Ictivation of Bacillus anthracis |  | Fumigation | CFU | 100000000 |  |  | 14.25 | cm^2 | 0.001425 | m^2 | no rinsate |  | "10%" | 300 | mg/L |  |  | 1.02 | 37 | 3.14 | 75 | Carbon Steel | steady-state conditions | 180 |  | ≥ | 7.48 | LR | 0.06 | 1.96 x SE |  |  |  | 5 | No damage | [9 empty] | steel |  | /cm^2 |  |  |  | 0 | 7.48
USEPA 2013 Evaluation of Ethylene Oxide for the Ictivation of Bacillus anthracis |  | Fumigation | CFU | 100000000 |  |  | 14.25 | cm^2 | 0.001425 | m^2 | no rinsate |  | "10%" | 300 | mg/L |  |  | 1.02 | 50 | 3.14 | 30 | Glass | steady-state conditions | 180 |  |  | 2.65 | LR | 0.39 | 1.96 x SE |  |  |  | 5 | No damage | [9 empty] | glass |  | /cm^2
USEPA 2013 Evaluation of Ethylene Oxide for the Ictivation of Bacillus anthracis |  | Fumigation | CFU | 100000000 |  |  | 14.25 | cm^2 | 0.001425 | m^2 | no rinsate |  | "10%" | 300 | mg/L |  |  | 1.02 | 50 | 3.14 | 30 | Bare Pine Wood | steady-state conditions | 180 |  |  | 3.28 | LR | 0.36 | 1.96 x SE |  |  |  | 5 | No damage | [9 empty] | bare wood |  | /cm^2
USEPA 2013 Evaluation of Ethylene Oxide for the Ictivation of Bacillus anthracis |  | Fumigation | CFU | 100000000 |  |  | 14.25 | cm^2 | 0.001425 | m^2 | no rinsate |  | "10%" | 300 | mg/L |  |  | 1.02 | 50 | 3.14 | 30 | Painted Canvas | steady-state conditions | 180 |  |  | 2.13 | LR | 0.05 | 1.96 x SE |  |  |  | 5 | No damage | [9 empty] | other porous |  | /cm^2
USEPA 2013 Evaluation of Ethylene Oxide for the Ictivation of Bacillus anthracis |  | Fumigation | CFU | 100000000 |  |  | 14.25 | cm^2 | 0.001425 | m^2 | no rinsate |  | "10%" | 300 | mg/L |  |  | 1.02 | 50 | 3.14 | 30 | Archival Paper | steady-state conditions | 180 |  |  | 5.4 | LR | 0.4 | 1.96 x SE |  |  |  | 5 | No damage | [9 empty] | other porous |  | /cm^2
USEPA 2013 Evaluation of Ethylene Oxide for the Ictivation of Bacillus anthracis |  | Fumigation | CFU | 100000000 |  |  | 14.25 | cm^2 | 0.001425 | m^2 | no rinsate |  | "10%" | 300 | mg/L |  |  | 1.02 | 50 | 3.14 | 30 | Silk Fabric | steady-state conditions | 180 |  |  | 4.12 | LR | 0.4 | 1.96 x SE |  |  |  | 5 | No damage | [9 empty] | other porous |  | /cm^2
USEPA 2013 Evaluation of Ethylene Oxide for the Ictivation of Bacillus anthracis |  | Fumigation | CFU | 100000000 |  |  | 14.25 | cm^2 | 0.001425 | m^2 | no rinsate |  | "10%" | 300 | mg/L |  |  | 1.02 | 50 | 3.14 | 30 | Carbon Steel | steady-state conditions | 180 |  |  | 2.44 | LR | 0.63 | 1.96 x SE |  |  |  | 5 | No damage | [9 empty] | steel |  | /cm^2
USEPA 2013 Evaluation of Ethylene Oxide for the Ictivation of Bacillus anthracis |  | Fumigation | CFU | 100000000 |  |  | 14.25 | cm^2 | 0.001425 | m^2 | no rinsate |  | "10%" | 150 | mg/L |  |  | 1.02 | 50 | 3.14 | 50 | Glass | steady-state conditions | 45 |  |  | 3.34 | LR | 0.079 | 1.96 x SE |  |  |  | 5 | No damage | [9 empty] | glass |  | /cm^2
USEPA 2013 Evaluation of Ethylene Oxide for the Ictivation of Bacillus anthracis |  | Fumigation | CFU | 100000000 |  |  | 14.25 | cm^2 | 0.001425 | m^2 | no rinsate |  | "10%" | 150 | mg/L |  |  | 1.02 | 50 | 3.14 | 50 | Bare Pine Wood | steady-state conditions | 45 |  |  | 4.67 | LR | 0.42 | 1.96 x SE |  |  |  | 5 | No damage | [9 empty] | bare wood |  | /cm^2
USEPA 2013 Evaluation of Ethylene Oxide for the Ictivation of Bacillus anthracis |  | Fumigation | CFU | 100000000 |  |  | 14.25 | cm^2 | 0.001425 | m^2 | no rinsate |  | "10%" | 150 | mg/L |  |  | 1.02 | 50 | 3.14 | 50 | Painted Canvas | steady-state conditions | 45 |  |  | 2.81 | LR | 0.11 | 1.96 x SE |  |  |  | 5 | No damage | [9 empty] | other porous |  | /cm^2
USEPA 2013 Evaluation of Ethylene Oxide for the Ictivation of Bacillus anthracis |  | Fumigation | CFU | 100000000 |  |  | 14.25 | cm^2 | 0.001425 | m^2 | no rinsate |  | "10%" | 150 | mg/L |  |  | 1.02 | 50 | 3.14 | 50 | Archival Paper | steady-state conditions | 45 |  |  | 4.35 | LR | 0.25 | 1.96 x SE |  |  |  | 5 | No damage | [9 empty] | other porous |  | /cm^2
USEPA 2013 Evaluation of Ethylene Oxide for the Ictivation of Bacillus anthracis |  | Fumigation | CFU | 100000000 |  |  | 14.25 | cm^2 | 0.001425 | m^2 | no rinsate |  | "10%" | 150 | mg/L |  |  | 1.02 | 50 | 3.14 | 50 | Silk Fabric | steady-state conditions | 45 |  |  | 5.84 | LR | 0.95 | 1.96 x SE |  |  |  | 5 | No damage | [9 empty] | other porous |  | /cm^2
USEPA 2013 Evaluation of Ethylene Oxide for the Ictivation of Bacillus anthracis |  | Fumigation | CFU | 100000000 |  |  | 14.25 | cm^2 | 0.001425 | m^2 | no rinsate |  | "10%" | 150 | mg/L |  |  | 1.02 | 50 | 3.14 | 50 | Carbon Steel | steady-state conditions | 45 |  |  | 3.34 | LR | 0.31 | 1.96 x SE |  |  |  | 5 | No damage | [9 empty] | steel |  | /cm^2
USEPA 2013 Evaluation of Ethylene Oxide for the Ictivation of Bacillus anthracis |  | Fumigation | CFU | 100000000 |  |  | 14.25 | cm^2 | 0.001425 | m^2 | no rinsate |  | "10%" | 150 | mg/L |  |  | 1.02 | 50 | 3.14 | 50 | Glass | steady-state conditions | 90 |  |  | 2.94 | LR | 0.3 | 1.96 x SE |  |  |  | 5 | No damage | [9 empty] | glass |  | /cm^2
USEPA 2013 Evaluation of Ethylene Oxide for the Ictivation of Bacillus anthracis |  | Fumigation | CFU | 100000000 |  |  | 14.25 | cm^2 | 0.001425 | m^2 | no rinsate |  | "10%" | 150 | mg/L |  |  | 1.02 | 50 | 3.14 | 50 | Bare Pine Wood | steady-state conditions | 90 |  | ≥ | 6.82 | LR | 0.23 | 1.96 x SE |  |  |  | 5 | No damage | [9 empty] | bare wood |  | /cm^2 |  |  |  | 0 | 6.82
USEPA 2013 Evaluation of Ethylene Oxide for the Ictivation of Bacillus anthracis |  | Fumigation | CFU | 100000000 |  |  | 14.25 | cm^2 | 0.001425 | m^2 | no rinsate |  | "10%" | 150 | mg/L |  |  | 1.02 | 50 | 3.14 | 50 | Painted Canvas | steady-state conditions | 90 |  |  | 1.95 | LR | 0.17 | 1.96 x SE |  |  |  | 5 | No damage | [9 empty] | other porous |  | /cm^2
USEPA 2013 Evaluation of Ethylene Oxide for the Ictivation of Bacillus anthracis |  | Fumigation | CFU | 100000000 |  |  | 14.25 | cm^2 | 0.001425 | m^2 | no rinsate |  | "10%" | 150 | mg/L |  |  | 1.02 | 50 | 3.14 | 50 | Archival Paper | steady-state conditions | 90 |  |  | 7.25 | LR | 0.9 | 1.96 x SE |  |  |  | 5 | No damage | [9 empty] | other porous |  | /cm^2
USEPA 2013 Evaluation of Ethylene Oxide for the Ictivation of Bacillus anthracis |  | Fumigation | CFU | 100000000 |  |  | 14.25 | cm^2 | 0.001425 | m^2 | no rinsate |  | "10%" | 150 | mg/L |  |  | 1.02 | 50 | 3.14 | 50 | Silk Fabric | steady-state conditions | 90 |  |  | 5.31 | LR | 1.47 | 1.96 x SE |  |  |  | 5 | No damage | [9 empty] | other porous |  | /cm^2
USEPA 2013 Evaluation of Ethylene Oxide for the Ictivation of Bacillus anthracis |  | Fumigation | CFU | 100000000 |  |  | 14.25 | cm^2 | 0.001425 | m^2 | no rinsate |  | "10%" | 150 | mg/L |  |  | 1.02 | 50 | 3.14 | 50 | Carbon Steel | steady-state conditions | 90 |  |  | 2.79 | LR | 0.22 | 1.96 x SE |  |  |  | 5 | No damage | [9 empty] | steel |  | /cm^2
USEPA 2013 Evaluation of Ethylene Oxide for the Ictivation of Bacillus anthracis |  | Fumigation | CFU | 100000000 |  |  | 14.25 | cm^2 | 0.001425 | m^2 | no rinsate |  | "10%" | 150 | mg/L |  |  | 1.02 | 50 | 3.14 | 50 | Glass | steady-state conditions | 180 |  |  | 3.17 | LR | 0.14 | 1.96 x SE |  |  |  | 5 | No damage | [9 empty] | glass |  | /cm^2
USEPA 2013 Evaluation of Ethylene Oxide for the Ictivation of Bacillus anthracis |  | Fumigation | CFU | 100000000 |  |  | 14.25 | cm^2 | 0.001425 | m^2 | no rinsate |  | "10%" | 150 | mg/L |  |  | 1.02 | 50 | 3.14 | 50 | Bare Pine Wood | steady-state conditions | 180 |  |  | 5.25 | LR | 0.87 | 1.96 x SE |  |  |  | 5 | No damage | [9 empty] | bare wood |  | /cm^2
USEPA 2013 Evaluation of Ethylene Oxide for the Ictivation of Bacillus anthracis |  | Fumigation | CFU | 100000000 |  |  | 14.25 | cm^2 | 0.001425 | m^2 | no rinsate |  | "10%" | 150 | mg/L |  |  | 1.02 | 50 | 3.14 | 50 | Painted Canvas | steady-state conditions | 180 |  |  | 3.04 | LR | 0.12 | 1.96 x SE |  |  |  | 5 | No damage | [9 empty] | other porous |  | /cm^2
USEPA 2013 Evaluation of Ethylene Oxide for the Ictivation of Bacillus anthracis |  | Fumigation | CFU | 100000000 |  |  | 14.25 | cm^2 | 0.001425 | m^2 | no rinsate |  | "10%" | 150 | mg/L |  |  | 1.02 | 50 | 3.14 | 50 | Archival Paper | steady-state conditions | 180 |  |  | 4.86 | LR | 0.23 | 1.96 x SE |  |  |  | 5 | No damage | [9 empty] | other porous |  | /cm^2
USEPA 2013 Evaluation of Ethylene Oxide for the Ictivation of Bacillus anthracis |  | Fumigation | CFU | 100000000 |  |  | 14.25 | cm^2 | 0.001425 | m^2 | no rinsate |  | "10%" | 150 | mg/L |  |  | 1.02 | 50 | 3.14 | 50 | Silk Fabric | steady-state conditions | 180 |  |  | 4.93 | LR | 0.37 | 1.96 x SE |  |  |  | 5 | No damage | [9 empty] | other porous |  | /cm^2
USEPA 2013 Evaluation of Ethylene Oxide for the Ictivation of Bacillus anthracis |  | Fumigation | CFU | 100000000 |  |  | 14.25 | cm^2 | 0.001425 | m^2 | no rinsate |  | "10%" | 150 | mg/L |  |  | 1.02 | 50 | 3.14 | 50 | Carbon Steel | steady-state conditions | 180 |  |  | 2.6 | LR | 0.21 | 1.96 x SE |  |  |  | 5 | No damage | [9 empty] | steel |  | /cm^2
USEPA 2013 Evaluation of Ethylene Oxide for the Ictivation of Bacillus anthracis |  | Fumigation | CFU | 100000000 |  |  | 14.25 | cm^2 | 0.001425 | m^2 | no rinsate |  | "10%" | 300 | mg/L |  |  | 1.02 | 50 | 3.14 | 50 | Glass | steady-state conditions | 45 |  |  | 4.22 | LR | 0.1 | 1.96 x SE |  |  |  | 5 | No damage | [9 empty] | glass |  | /cm^2
USEPA 2013 Evaluation of Ethylene Oxide for the Ictivation of Bacillus anthracis |  | Fumigation | CFU | 100000000 |  |  | 14.25 | cm^2 | 0.001425 | m^2 | no rinsate |  | "10%" | 300 | mg/L |  |  | 1.02 | 50 | 3.14 | 50 | Bare Pine Wood | steady-state conditions | 45 |  |  | 5.17 | LR | 0.96 | 1.96 x SE |  |  |  | 5 | No damage | [9 empty] | bare wood |  | /cm^2
USEPA 2013 Evaluation of Ethylene Oxide for the Ictivation of Bacillus anthracis |  | Fumigation | CFU | 100000000 |  |  | 14.25 | cm^2 | 0.001425 | m^2 | no rinsate |  | "10%" | 300 | mg/L |  |  | 1.02 | 50 | 3.14 | 50 | Painted Canvas | steady-state conditions | 45 |  |  | 3.08 | LR | 0.16 | 1.96 x SE |  |  |  | 5 | No damage | [9 empty] | other porous |  | /cm^2
USEPA 2013 Evaluation of Ethylene Oxide for the Ictivation of Bacillus anthracis |  | Fumigation | CFU | 100000000 |  |  | 14.25 | cm^2 | 0.001425 | m^2 | no rinsate |  | "10%" | 300 | mg/L |  |  | 1.02 | 50 | 3.14 | 50 | Archival Paper | steady-state conditions | 45 |  |  | 4.29 | LR | 0.16 | 1.96 x SE |  |  |  | 5 | No damage | [9 empty] | other porous |  | /cm^2
USEPA 2013 Evaluation of Ethylene Oxide for the Ictivation of Bacillus anthracis |  | Fumigation | CFU | 100000000 |  |  | 14.25 | cm^2 | 0.001425 | m^2 | no rinsate |  | "10%" | 300 | mg/L |  |  | 1.02 | 50 | 3.14 | 50 | Silk Fabric | steady-state conditions | 45 |  |  | 4.26 | LR | 0.23 | 1.96 x SE |  |  |  | 5 | No damage | [9 empty] | other porous |  | /cm^2
USEPA 2013 Evaluation of Ethylene Oxide for the Ictivation of Bacillus anthracis |  | Fumigation | CFU | 100000000 |  |  | 14.25 | cm^2 | 0.001425 | m^2 | no rinsate |  | "10%" | 300 | mg/L |  |  | 1.02 | 50 | 3.14 | 50 | Carbon Steel | steady-state conditions | 45 |  |  | 3.36 | LR | 0.2 | 1.96 x SE |  |  |  | 5 | No damage | [9 empty] | steel |  | /cm^2
USEPA 2013 Evaluation of Ethylene Oxide for the Ictivation of Bacillus anthracis |  | Fumigation | CFU | 100000000 |  |  | 14.25 | cm^2 | 0.001425 | m^2 | no rinsate |  | "10%" | 300 | mg/L |  |  | 1.02 | 50 | 3.14 | 50 | Glass | steady-state conditions | 90 |  |  | 4.41 | LR | 0.15 | 1.96 x SE |  |  |  | 5 | No damage | [9 empty] | glass |  | /cm^2
USEPA 2013 Evaluation of Ethylene Oxide for the Ictivation of Bacillus anthracis |  | Fumigation | CFU | 100000000 |  |  | 14.25 | cm^2 | 0.001425 | m^2 | no rinsate |  | "10%" | 300 | mg/L |  |  | 1.02 | 50 | 3.14 | 50 | Bare Pine Wood | steady-state conditions | 90 |  |  | 5.36 | LR | 1.25 | 1.96 x SE |  |  |  | 5 | No damage | [9 empty] | bare wood |  | /cm^2
USEPA 2013 Evaluation of Ethylene Oxide for the Ictivation of Bacillus anthracis |  | Fumigation | CFU | 100000000 |  |  | 14.25 | cm^2 | 0.001425 | m^2 | no rinsate |  | "10%" | 300 | mg/L |  |  | 1.02 | 50 | 3.14 | 50 | Painted Canvas | steady-state conditions | 90 |  |  | 3.09 | LR | 0.14 | 1.96 x SE |  |  |  | 5 | No damage | [9 empty] | other porous |  | /cm^2
USEPA 2013 Evaluation of Ethylene Oxide for the Ictivation of Bacillus anthracis |  | Fumigation | CFU | 100000000 |  |  | 14.25 | cm^2 | 0.001425 | m^2 | no rinsate |  | "10%" | 300 | mg/L |  |  | 1.02 | 50 | 3.14 | 50 | Archival Paper | steady-state conditions | 90 |  |  | 7.39 | LR | 0.6 | 1.96 x SE |  |  |  | 5 | No damage | [9 empty] | other porous |  | /cm^2
USEPA 2013 Evaluation of Ethylene Oxide for the Ictivation of Bacillus anthracis |  | Fumigation | CFU | 100000000 |  |  | 14.25 | cm^2 | 0.001425 | m^2 | no rinsate |  | "10%" | 300 | mg/L |  |  | 1.02 | 50 | 3.14 | 50 | Silk Fabric | steady-state conditions | 90 |  |  | 4.38 | LR | 0.64 | 1.96 x SE |  |  |  | 5 | No damage | [9 empty] | other porous |  | /cm^2
USEPA 2013 Evaluation of Ethylene Oxide for the Ictivation of Bacillus anthracis |  | Fumigation | CFU | 100000000 |  |  | 14.25 | cm^2 | 0.001425 | m^2 | no rinsate |  | "10%" | 300 | mg/L |  |  | 1.02 | 50 | 3.14 | 50 | Carbon Steel | steady-state conditions | 90 |  |  | 3.98 | LR | 0.3 | 1.96 x SE |  |  |  | 5 | No damage | [9 empty] | steel |  | /cm^2
USEPA 2013 Evaluation of Ethylene Oxide for the Ictivation of Bacillus anthracis |  | Fumigation | CFU | 100000000 |  |  | 14.25 | cm^2 | 0.001425 | m^2 | no rinsate |  | "10%" | 300 | mg/L |  |  | 1.02 | 50 | 3.14 | 50 | Glass | steady-state conditions | 180 |  |  | 3.36 | LR | 0.45 | 1.96 x SE |  |  |  | 5 | No damage | [9 empty] | glass |  | /cm^2
USEPA 2013 Evaluation of Ethylene Oxide for the Ictivation of Bacillus anthracis |  | Fumigation | CFU | 100000000 |  |  | 14.25 | cm^2 | 0.001425 | m^2 | no rinsate |  | "10%" | 300 | mg/L |  |  | 1.02 | 50 | 3.14 | 50 | Bare Pine Wood | steady-state conditions | 180 |  |  | 4.53 | LR | 0.59 | 1.96 x SE |  |  |  | 5 | No damage | [9 empty] | bare wood |  | /cm^2
USEPA 2013 Evaluation of Ethylene Oxide for the Ictivation of Bacillus anthracis |  | Fumigation | CFU | 100000000 |  |  | 14.25 | cm^2 | 0.001425 | m^2 | no rinsate |  | "10%" | 300 | mg/L |  |  | 1.02 | 50 | 3.14 | 50 | Painted Canvas | steady-state conditions | 180 |  |  | 3.11 | LR | 0.1 | 1.96 x SE |  |  |  | 5 | No damage | [9 empty] | other porous |  | /cm^2
USEPA 2013 Evaluation of Ethylene Oxide for the Ictivation of Bacillus anthracis |  | Fumigation | CFU | 100000000 |  |  | 14.25 | cm^2 | 0.001425 | m^2 | no rinsate |  | "10%" | 300 | mg/L |  |  | 1.02 | 50 | 3.14 | 50 | Archival Paper | steady-state conditions | 180 |  |  | 5.14 | LR | 0.24 | 1.96 x SE |  |  |  | 5 | No damage | [9 empty] | other porous |  | /cm^2
USEPA 2013 Evaluation of Ethylene Oxide for the Ictivation of Bacillus anthracis |  | Fumigation | CFU | 100000000 |  |  | 14.25 | cm^2 | 0.001425 | m^2 | no rinsate |  | "10%" | 300 | mg/L |  |  | 1.02 | 50 | 3.14 | 50 | Silk Fabric | steady-state conditions | 180 |  |  | 5.65 | LR | 0.81 | 1.96 x SE |  |  |  | 5 | No damage | [9 empty] | other porous |  | /cm^2
USEPA 2013 Evaluation of Ethylene Oxide for the Ictivation of Bacillus anthracis |  | Fumigation | CFU | 100000000 |  |  | 14.25 | cm^2 | 0.001425 | m^2 | no rinsate |  | "10%" | 300 | mg/L |  |  | 1.02 | 50 | 3.14 | 50 | Carbon Steel | steady-state conditions | 180 |  |  | 3.49 | LR | 0.23 | 1.96 x SE |  |  |  | 5 | No damage | [9 empty] | steel |  | /cm^2
USEPA 2013 Evaluation of Ethylene Oxide for the Ictivation of Bacillus anthracis |  | Fumigation | CFU | 100000000 |  |  | 14.25 | cm^2 | 0.001425 | m^2 | no rinsate |  | "10%" | 300 | mg/L |  |  | 1.02 | 50 | 3.14 | 50 | Glass | steady-state conditions | 180 |  |  | 3.78 | LR | 0.37 | 1.96 x SE |  |  |  | 5 | No damage | [9 empty] | glass |  | /cm^2
USEPA 2013 Evaluation of Ethylene Oxide for the Ictivation of Bacillus anthracis |  | Fumigation | CFU | 100000000 |  |  | 14.25 | cm^2 | 0.001425 | m^2 | no rinsate |  | "10%" | 300 | mg/L |  |  | 1.02 | 50 | 3.14 | 50 | Bare Pine Wood | steady-state conditions | 180 |  |  | 5.96 | LR | 0.63 | 1.96 x SE |  |  |  | 5 | No damage | [9 empty] | bare wood |  | /cm^2
USEPA 2013 Evaluation of Ethylene Oxide for the Ictivation of Bacillus anthracis |  | Fumigation | CFU | 100000000 |  |  | 14.25 | cm^2 | 0.001425 | m^2 | no rinsate |  | "10%" | 300 | mg/L |  |  | 1.02 | 50 | 3.14 | 50 | Painted Canvas | steady-state conditions | 180 |  |  | 1.74 | LR | 0.11 | 1.96 x SE |  |  |  | 5 | No damage | [9 empty] | other porous |  | /cm^2
USEPA 2013 Evaluation of Ethylene Oxide for the Ictivation of Bacillus anthracis |  | Fumigation | CFU | 100000000 |  |  | 14.25 | cm^2 | 0.001425 | m^2 | no rinsate |  | "10%" | 300 | mg/L |  |  | 1.02 | 50 | 3.14 | 50 | Archival Paper | steady-state conditions | 180 |  | ≥ | 7.13 | LR | 0.06 | 1.96 x SE |  |  |  | 5 | No damage | [9 empty] | other porous |  | /cm^2 |  |  |  | 0 | 7.13
USEPA 2013 Evaluation of Ethylene Oxide for the Ictivation of Bacillus anthracis |  | Fumigation | CFU | 100000000 |  |  | 14.25 | cm^2 | 0.001425 | m^2 | no rinsate |  | "10%" | 300 | mg/L |  |  | 1.02 | 50 | 3.14 | 50 | Silk Fabric | steady-state conditions | 180 |  |  | 6.2 | LR | 0.9 | 1.96 x SE |  |  |  | 5 | No damage | [9 empty] | other porous |  | /cm^2
USEPA 2013 Evaluation of Ethylene Oxide for the Ictivation of Bacillus anthracis |  | Fumigation | CFU | 100000000 |  |  | 14.25 | cm^2 | 0.001425 | m^2 | no rinsate |  | "10%" | 300 | mg/L |  |  | 1.02 | 50 | 3.14 | 50 | Carbon Steel | steady-state conditions | 180 |  |  | 0.64 | LR | 0.61 | 1.96 x SE |  |  |  | 5 | No damage | [9 empty] | steel |  | /cm^2
USEPA 2013 Evaluation of Ethylene Oxide for the Ictivation of Bacillus anthracis |  | Fumigation | CFU | 100000000 |  |  | 14.25 | cm^2 | 0.001425 | m^2 | no rinsate |  | "10%" | 300 | mg/L |  |  | 1.02 | 50 | 3.14 | 50 | Glass | steady-state conditions | 360 |  |  | 4.37 | LR | 0.13 | 1.96 x SE |  |  |  | 5 | No damage | [9 empty] | glass |  | /cm^2
USEPA 2013 Evaluation of Ethylene Oxide for the Ictivation of Bacillus anthracis |  | Fumigation | CFU | 100000000 |  |  | 14.25 | cm^2 | 0.001425 | m^2 | no rinsate |  | "10%" | 300 | mg/L |  |  | 1.02 | 50 | 3.14 | 50 | Bare Pine Wood | steady-state conditions | 360 |  |  | 5.82 | LR | 1.06 | 1.96 x SE |  |  |  | 5 | No damage | [9 empty] | bare wood |  | /cm^2
USEPA 2013 Evaluation of Ethylene Oxide for the Ictivation of Bacillus anthracis |  | Fumigation | CFU | 100000000 |  |  | 14.25 | cm^2 | 0.001425 | m^2 | no rinsate |  | "10%" | 300 | mg/L |  |  | 1.02 | 50 | 3.14 | 50 | Painted Canvas | steady-state conditions | 360 |  |  | 3.53 | LR | 0.13 | 1.96 x SE |  |  |  | 5 | No damage | [9 empty] | other porous |  | /cm^2
USEPA 2013 Evaluation of Ethylene Oxide for the Ictivation of Bacillus anthracis |  | Fumigation | CFU | 100000000 |  |  | 14.25 | cm^2 | 0.001425 | m^2 | no rinsate |  | "10%" | 300 | mg/L |  |  | 1.02 | 50 | 3.14 | 50 | Archival Paper | steady-state conditions | 360 |  |  | 5.08 | LR | 0.31 | 1.96 x SE |  |  |  | 5 | No damage | [9 empty] | other porous |  | /cm^2
USEPA 2013 Evaluation of Ethylene Oxide for the Ictivation of Bacillus anthracis |  | Fumigation | CFU | 100000000 |  |  | 14.25 | cm^2 | 0.001425 | m^2 | no rinsate |  | "10%" | 300 | mg/L |  |  | 1.02 | 50 | 3.14 | 50 | Silk Fabric | steady-state conditions | 360 |  |  | 5.07 | LR | 0.39 | 1.96 x SE |  |  |  | 5 | No damage | [9 empty] | other porous |  | /cm^2
USEPA 2013 Evaluation of Ethylene Oxide for the Ictivation of Bacillus anthracis |  | Fumigation | CFU | 100000000 |  |  | 14.25 | cm^2 | 0.001425 | m^2 | no rinsate |  | "10%" | 300 | mg/L |  |  | 1.02 | 50 | 3.14 | 50 | Carbon Steel | steady-state conditions | 360 |  |  | 3.33 | LR | 0.21 | 1.96 x SE |  |  |  | 5 | No damage | [9 empty] | steel |  | /cm^2
USEPA 2013 Evaluation of Ethylene Oxide for the Ictivation of Bacillus anthracis |  | Fumigation | CFU | 100000000 |  |  | 14.25 | cm^2 | 0.001425 | m^2 | no rinsate |  | "10%" | 600 | mg/L |  |  | 1.02 | 50 | 3.14 | 50 | Glass | steady-state conditions | 180 |  |  | 4.84 | LR | 0.2 | 1.96 x SE |  |  |  | 5 | No damage | [9 empty] | glass |  | /cm^2
USEPA 2013 Evaluation of Ethylene Oxide for the Ictivation of Bacillus anthracis |  | Fumigation | CFU | 100000000 |  |  | 14.25 | cm^2 | 0.001425 | m^2 | no rinsate |  | "10%" | 600 | mg/L |  |  | 1.02 | 50 | 3.14 | 50 | Bare Pine Wood | steady-state conditions | 180 |  |  | 5.78 | LR | 0.83 | 1.96 x SE |  |  |  | 5 | No damage | [9 empty] | bare wood |  | /cm^2
USEPA 2013 Evaluation of Ethylene Oxide for the Ictivation of Bacillus anthracis |  | Fumigation | CFU | 100000000 |  |  | 14.25 | cm^2 | 0.001425 | m^2 | no rinsate |  | "10%" | 600 | mg/L |  |  | 1.02 | 50 | 3.14 | 50 | Painted Canvas | steady-state conditions | 180 |  |  | 3.23 | LR | 0.06 | 1.96 x SE |  |  |  | 5 | No damage | [9 empty] | other porous |  | /cm^2
USEPA 2013 Evaluation of Ethylene Oxide for the Ictivation of Bacillus anthracis |  | Fumigation | CFU | 100000000 |  |  | 14.25 | cm^2 | 0.001425 | m^2 | no rinsate |  | "10%" | 600 | mg/L |  |  | 1.02 | 50 | 3.14 | 50 | Archival Paper | steady-state conditions | 180 |  | ≥ | 7.63 | LR | 0.08 | 1.96 x SE |  |  |  | 5 | No damage | [9 empty] | other porous |  | /cm^2 |  |  |  | 0 | 7.63
USEPA 2013 Evaluation of Ethylene Oxide for the Ictivation of Bacillus anthracis |  | Fumigation | CFU | 100000000 |  |  | 14.25 | cm^2 | 0.001425 | m^2 | no rinsate |  | "10%" | 600 | mg/L |  |  | 1.02 | 50 | 3.14 | 50 | Silk Fabric | steady-state conditions | 180 |  | ≥ | 7.2 | LR | 0.2 | 1.96 x SE |  |  |  | 5 | No damage | [9 empty] | other porous |  | /cm^2 |  |  |  | 0 | 7.2
USEPA 2013 Evaluation of Ethylene Oxide for the Ictivation of Bacillus anthracis |  | Fumigation | CFU | 100000000 |  |  | 14.25 | cm^2 | 0.001425 | m^2 | no rinsate |  | "10%" | 600 | mg/L |  |  | 1.02 | 50 | 3.14 | 50 | Carbon Steel | steady-state conditions | 180 |  |  | 3.38 | LR | 0.23 | 1.96 x SE |  |  |  | 5 | No damage | [9 empty] | steel |  | /cm^2
USEPA 2013 Evaluation of Ethylene Oxide for the Ictivation of Bacillus anthracis |  | Fumigation | CFU | 100000000 |  |  | 14.25 | cm^2 | 0.001425 | m^2 | no rinsate |  | "10%" | 300 | mg/L |  |  | 1.02 | 50 | 3.14 | 60 | Glass | steady-state conditions | 180 |  |  | 4.47 | LR | 0.22 | 1.96 x SE |  |  |  | 5 | No damage | [9 empty] | glass |  | /cm^2
USEPA 2013 Evaluation of Ethylene Oxide for the Ictivation of Bacillus anthracis |  | Fumigation | CFU | 100000000 |  |  | 14.25 | cm^2 | 0.001425 | m^2 | no rinsate |  | "10%" | 300 | mg/L |  |  | 1.02 | 50 | 3.14 | 60 | Bare Pine Wood | steady-state conditions | 180 |  |  | 5.64 | LR | 1.06 | 1.96 x SE |  |  |  | 5 | No damage | [9 empty] | bare wood |  | /cm^2
USEPA 2013 Evaluation of Ethylene Oxide for the Ictivation of Bacillus anthracis |  | Fumigation | CFU | 100000000 |  |  | 14.25 | cm^2 | 0.001425 | m^2 | no rinsate |  | "10%" | 300 | mg/L |  |  | 1.02 | 50 | 3.14 | 60 | Painted Canvas | steady-state conditions | 180 |  |  | 2.72 | LR | 0.07 | 1.96 x SE |  |  |  | 5 | No damage | [9 empty] | other porous |  | /cm^2
USEPA 2013 Evaluation of Ethylene Oxide for the Ictivation of Bacillus anthracis |  | Fumigation | CFU | 100000000 |  |  | 14.25 | cm^2 | 0.001425 | m^2 | no rinsate |  | "10%" | 300 | mg/L |  |  | 1.02 | 50 | 3.14 | 60 | Archival Paper | steady-state conditions | 180 |  | ≥ | 7.38 | LR | 0.11 | 1.96 x SE |  |  |  | 5 | No damage | [9 empty] | other porous |  | /cm^2 |  |  |  | 0 | 7.38
USEPA 2013 Evaluation of Ethylene Oxide for the Ictivation of Bacillus anthracis |  | Fumigation | CFU | 100000000 |  |  | 14.25 | cm^2 | 0.001425 | m^2 | no rinsate |  | "10%" | 300 | mg/L |  |  | 1.02 | 50 | 3.14 | 60 | Silk Fabric | steady-state conditions | 180 |  |  | 5.71 | LR | 0.8 | 1.96 x SE |  |  |  | 5 | No damage | [9 empty] | other porous |  | /cm^2
USEPA 2013 Evaluation of Ethylene Oxide for the Ictivation of Bacillus anthracis |  | Fumigation | CFU | 100000000 |  |  | 14.25 | cm^2 | 0.001425 | m^2 | no rinsate |  | "10%" | 300 | mg/L |  |  | 1.02 | 50 | 3.14 | 60 | Carbon Steel | steady-state conditions | 180 |  |  | 3.49 | LR | 0.4 | 1.96 x SE |  |  |  | 5 | No damage | [9 empty] | steel |  | /cm^2
USEPA 2013 Evaluation of Ethylene Oxide for the Ictivation of Bacillus anthracis |  | Fumigation | CFU | 100000000 |  |  | 14.25 | cm^2 | 0.001425 | m^2 | no rinsate |  | "10%" | 600 | mg/L |  |  | 1.02 | 50 | 3.14 | 60 | Glass | steady-state conditions | 360 |  |  | 4.91 | LR | 0.18 | 1.96 x SE |  |  |  | 5 | No damage | [9 empty] | glass |  | /cm^2
USEPA 2013 Evaluation of Ethylene Oxide for the Ictivation of Bacillus anthracis |  | Fumigation | CFU | 100000000 |  |  | 14.25 | cm^2 | 0.001425 | m^2 | no rinsate |  | "10%" | 600 | mg/L |  |  | 1.02 | 50 | 3.14 | 60 | Bare Pine Wood | steady-state conditions | 360 |  | ≥ | 6.6 | LR | 0.19 | 1.96 x SE |  |  |  | 5 | No damage | [9 empty] | bare wood |  | /cm^2 |  |  |  | 0 | 6.6
USEPA 2013 Evaluation of Ethylene Oxide for the Ictivation of Bacillus anthracis |  | Fumigation | CFU | 100000000 |  |  | 14.25 | cm^2 | 0.001425 | m^2 | no rinsate |  | "10%" | 600 | mg/L |  |  | 1.02 | 50 | 3.14 | 60 | Painted Canvas | steady-state conditions | 360 |  |  | 3.6 | LR | 0.16 | 1.96 x SE |  |  |  | 5 | No damage | [9 empty] | other porous |  | /cm^2
USEPA 2013 Evaluation of Ethylene Oxide for the Ictivation of Bacillus anthracis |  | Fumigation | CFU | 100000000 |  |  | 14.25 | cm^2 | 0.001425 | m^2 | no rinsate |  | "10%" | 600 | mg/L |  |  | 1.02 | 50 | 3.14 | 60 | Archival Paper | steady-state conditions | 360 |  |  | 5.47 | LR | 0.89 | 1.96 x SE |  |  |  | 5 | No damage | [9 empty] | other porous |  | /cm^2
USEPA 2013 Evaluation of Ethylene Oxide for the Ictivation of Bacillus anthracis |  | Fumigation | CFU | 100000000 |  |  | 14.25 | cm^2 | 0.001425 | m^2 | no rinsate |  | "10%" | 600 | mg/L |  |  | 1.02 | 50 | 3.14 | 60 | Silk Fabric | steady-state conditions | 360 |  |  | 5.65 | LR | 0.88 | 1.96 x SE |  |  |  | 5 | No damage | [9 empty] | other porous |  | /cm^2
USEPA 2013 Evaluation of Ethylene Oxide for the Ictivation of Bacillus anthracis |  | Fumigation | CFU | 100000000 |  |  | 14.25 | cm^2 | 0.001425 | m^2 | no rinsate |  | "10%" | 600 | mg/L |  |  | 1.02 | 50 | 3.14 | 60 | Carbon Steel | steady-state conditions | 360 |  |  | 3.16 | LR | 0.39 | 1.96 x SE |  |  |  | 5 | No damage | [9 empty] | steel |  | /cm^2
USEPA 2013 Evaluation of Ethylene Oxide for the Ictivation of Bacillus anthracis |  | Fumigation | CFU | 100000000 |  |  | 14.25 | cm^2 | 0.001425 | m^2 | no rinsate |  | "10%" | 150 | mg/L |  |  | 1.02 | 50 | 3.14 | 75 | Glass | steady-state conditions | 180 |  | ≥ | 7.99 | LR | 0.02 | 1.96 x SE |  |  |  | 5 | No damage | [9 empty] | glass |  | /cm^2 |  |  |  | 0 | 7.99
USEPA 2013 Evaluation of Ethylene Oxide for the Ictivation of Bacillus anthracis |  | Fumigation | CFU | 100000000 |  |  | 14.25 | cm^2 | 0.001425 | m^2 | no rinsate |  | "10%" | 150 | mg/L |  |  | 1.02 | 50 | 3.14 | 75 | Bare Pine Wood | steady-state conditions | 180 |  | ≥ | 6.13 | LR | 0.12 | 1.96 x SE |  |  |  | 5 | No damage | [9 empty] | bare wood |  | /cm^2 |  |  |  | 0 | 6.13
USEPA 2013 Evaluation of Ethylene Oxide for the Ictivation of Bacillus anthracis |  | Fumigation | CFU | 100000000 |  |  | 14.25 | cm^2 | 0.001425 | m^2 | no rinsate |  | "10%" | 150 | mg/L |  |  | 1.02 | 50 | 3.14 | 75 | Painted Canvas | steady-state conditions | 180 |  | ≥ | 7.63 | LR | 0.19 | 1.96 x SE |  |  |  | 5 | No damage | [9 empty] | other porous |  | /cm^2 |  |  |  | 0 | 7.63
USEPA 2013 Evaluation of Ethylene Oxide for the Ictivation of Bacillus anthracis |  | Fumigation | CFU | 100000000 |  |  | 14.25 | cm^2 | 0.001425 | m^2 | no rinsate |  | "10%" | 150 | mg/L |  |  | 1.02 | 50 | 3.14 | 75 | Archival Paper | steady-state conditions | 180 |  | ≥ | 7.3 | LR | 0.14 | 1.96 x SE |  |  |  | 5 | No damage | [9 empty] | other porous |  | /cm^2 |  |  |  | 0 | 7.3
USEPA 2013 Evaluation of Ethylene Oxide for the Ictivation of Bacillus anthracis |  | Fumigation | CFU | 100000000 |  |  | 14.25 | cm^2 | 0.001425 | m^2 | no rinsate |  | "10%" | 150 | mg/L |  |  | 1.02 | 50 | 3.14 | 75 | Silk Fabric | steady-state conditions | 180 |  | ≥ | 7.01 | LR | 0.14 | 1.96 x SE |  |  |  | 5 | No damage | [9 empty] | other porous |  | /cm^2 |  |  |  | 0 | 7.01
USEPA 2013 Evaluation of Ethylene Oxide for the Ictivation of Bacillus anthracis |  | Fumigation | CFU | 100000000 |  |  | 14.25 | cm^2 | 0.001425 | m^2 | no rinsate |  | "10%" | 150 | mg/L |  |  | 1.02 | 50 | 3.14 | 75 | Carbon Steel | steady-state conditions | 180 |  | ≥ | 7.03 | LR | 0.08 | 1.96 x SE |  |  |  | 5 | No damage | [9 empty] | steel |  | /cm^2 |  |  |  | 0 | 7.03
USEPA 2013 Evaluation of Ethylene Oxide for the Ictivation of Bacillus anthracis |  | Fumigation | CFU | 100000000 |  |  | 14.25 | cm^2 | 0.001425 | m^2 | no rinsate |  | "10%" | 300 | mg/L |  |  | 1.02 | 50 | 3.14 | 75 | Glass | steady-state conditions | 45 |  | ≥ | 7.9 | LR | 0.01 | 1.96 x SE |  |  |  | 5 | No damage | [9 empty] | glass |  | /cm^2 |  |  |  | 0 | 7.9
USEPA 2013 Evaluation of Ethylene Oxide for the Ictivation of Bacillus anthracis |  | Fumigation | CFU | 100000000 |  |  | 14.25 | cm^2 | 0.001425 | m^2 | no rinsate |  | "10%" | 300 | mg/L |  |  | 1.02 | 50 | 3.14 | 75 | Bare Pine Wood | steady-state conditions | 45 |  | ≥ | 6.78 | LR | 0.09 | 1.96 x SE |  |  |  | 5 | No damage | [9 empty] | bare wood |  | /cm^2 |  |  |  | 0 | 6.78
USEPA 2013 Evaluation of Ethylene Oxide for the Ictivation of Bacillus anthracis |  | Fumigation | CFU | 100000000 |  |  | 14.25 | cm^2 | 0.001425 | m^2 | no rinsate |  | "10%" | 300 | mg/L |  |  | 1.02 | 50 | 3.14 | 75 | Painted Canvas | steady-state conditions | 45 |  | ≥ | 7.91 | LR | 0.02 | 1.96 x SE |  |  |  | 5 | No damage | [9 empty] | other porous |  | /cm^2 |  |  |  | 0 | 7.91
USEPA 2013 Evaluation of Ethylene Oxide for the Ictivation of Bacillus anthracis |  | Fumigation | CFU | 100000000 |  |  | 14.25 | cm^2 | 0.001425 | m^2 | no rinsate |  | "10%" | 300 | mg/L |  |  | 1.02 | 50 | 3.14 | 75 | Archival Paper | steady-state conditions | 45 |  | ≥ | 7.72 | LR | 0.09 | 1.96 x SE |  |  |  | 5 | No damage | [9 empty] | other porous |  | /cm^2 |  |  |  | 0 | 7.72
USEPA 2013 Evaluation of Ethylene Oxide for the Ictivation of Bacillus anthracis |  | Fumigation | CFU | 100000000 |  |  | 14.25 | cm^2 | 0.001425 | m^2 | no rinsate |  | "10%" | 300 | mg/L |  |  | 1.02 | 50 | 3.14 | 75 | Silk Fabric | steady-state conditions | 45 |  | ≥ | 7.09 | LR | 0.14 | 1.96 x SE |  |  |  | 5 | No damage | [9 empty] | other porous |  | /cm^2 |  |  |  | 0 | 7.09
USEPA 2013 Evaluation of Ethylene Oxide for the Ictivation of Bacillus anthracis |  | Fumigation | CFU | 100000000 |  |  | 14.25 | cm^2 | 0.001425 | m^2 | no rinsate |  | "10%" | 300 | mg/L |  |  | 1.02 | 50 | 3.14 | 75 | Carbon Steel | steady-state conditions | 45 |  | ≥ | 7.18 | LR | 0.16 | 1.96 x SE |  |  |  | 5 | No damage | [9 empty] | steel |  | /cm^2 |  |  |  | 0 | 7.18
USEPA 2013 Evaluation of Ethylene Oxide for the Ictivation of Bacillus anthracis |  | Fumigation | CFU | 100000000 |  |  | 14.25 | cm^2 | 0.001425 | m^2 | no rinsate |  | "10%" | 300 | mg/L |  |  | 1.02 | 50 | 3.14 | 75 | Glass | steady-state conditions | 90 |  | ≥ | 7.96 | LR | 0.06 | 1.96 x SE |  |  |  | 5 | No damage | [9 empty] | glass |  | /cm^2 |  |  |  | 0 | 7.96
USEPA 2013 Evaluation of Ethylene Oxide for the Ictivation of Bacillus anthracis |  | Fumigation | CFU | 100000000 |  |  | 14.25 | cm^2 | 0.001425 | m^2 | no rinsate |  | "10%" | 300 | mg/L |  |  | 1.02 | 50 | 3.14 | 75 | Bare Pine Wood | steady-state conditions | 90 |  | ≥ | 6.75 | LR | 0.24 | 1.96 x SE |  |  |  | 5 | No damage | [9 empty] | bare wood |  | /cm^2 |  |  |  | 0 | 6.75
USEPA 2013 Evaluation of Ethylene Oxide for the Ictivation of Bacillus anthracis |  | Fumigation | CFU | 100000000 |  |  | 14.25 | cm^2 | 0.001425 | m^2 | no rinsate |  | "10%" | 300 | mg/L |  |  | 1.02 | 50 | 3.14 | 75 | Painted Canvas | steady-state conditions | 90 |  | ≥ | 7.62 | LR | 0.07 | 1.96 x SE |  |  |  | 5 | No damage | [9 empty] | other porous |  | /cm^2 |  |  |  | 0 | 7.62
USEPA 2013 Evaluation of Ethylene Oxide for the Ictivation of Bacillus anthracis |  | Fumigation | CFU | 100000000 |  |  | 14.25 | cm^2 | 0.001425 | m^2 | no rinsate |  | "10%" | 300 | mg/L |  |  | 1.02 | 50 | 3.14 | 75 | Archival Paper | steady-state conditions | 90 |  | ≥ | 6.96 | LR | 0.19 | 1.96 x SE |  |  |  | 5 | No damage | [9 empty] | other porous |  | /cm^2 |  |  |  | 0 | 6.96
USEPA 2013 Evaluation of Ethylene Oxide for the Ictivation of Bacillus anthracis |  | Fumigation | CFU | 100000000 |  |  | 14.25 | cm^2 | 0.001425 | m^2 | no rinsate |  | "10%" | 300 | mg/L |  |  | 1.02 | 50 | 3.14 | 75 | Silk Fabric | steady-state conditions | 90 |  | ≥ | 7.05 | LR | 0.07 | 1.96 x SE |  |  |  | 5 | No damage | [9 empty] | other porous |  | /cm^2 |  |  |  | 0 | 7.05
USEPA 2013 Evaluation of Ethylene Oxide for the Ictivation of Bacillus anthracis |  | Fumigation | CFU | 100000000 |  |  | 14.25 | cm^2 | 0.001425 | m^2 | no rinsate |  | "10%" | 300 | mg/L |  |  | 1.02 | 50 | 3.14 | 75 | Carbon Steel | steady-state conditions | 90 |  | ≥ | 7.02 | LR | 0.29 | 1.96 x SE |  |  |  | 5 | No damage | [9 empty] | steel |  | /cm^2 |  |  |  | 0 | 7.02
USEPA 2013 Evaluation of Ethylene Oxide for the Ictivation of Bacillus anthracis |  | Fumigation | CFU | 100000000 |  |  | 14.25 | cm^2 | 0.001425 | m^2 | no rinsate |  | "10%" | 300 | mg/L |  |  | 1.02 | 50 | 3.14 | 75 | Glass | steady-state conditions | 180 |  | ≥ | 8.02 | LR | 0.05 | 1.96 x SE |  |  |  | 5 | No damage | [9 empty] | glass |  | /cm^2 |  |  |  | 0 | 8.02
USEPA 2013 Evaluation of Ethylene Oxide for the Ictivation of Bacillus anthracis |  | Fumigation | CFU | 100000000 |  |  | 14.25 | cm^2 | 0.001425 | m^2 | no rinsate |  | "10%" | 300 | mg/L |  |  | 1.02 | 50 | 3.14 | 75 | Bare Pine Wood | steady-state conditions | 180 |  | ≥ | 6.52 | LR | 0.13 | 1.96 x SE |  |  |  | 5 | No damage | [9 empty] | bare wood |  | /cm^2 |  |  |  | 0 | 6.52
USEPA 2013 Evaluation of Ethylene Oxide for the Ictivation of Bacillus anthracis |  | Fumigation | CFU | 100000000 |  |  | 14.25 | cm^2 | 0.001425 | m^2 | no rinsate |  | "10%" | 300 | mg/L |  |  | 1.02 | 50 | 3.14 | 75 | Painted Canvas | steady-state conditions | 180 |  | ≥ | 7.69 | LR | 0.04 | 1.96 x SE |  |  |  | 5 | No damage | [9 empty] | other porous |  | /cm^2 |  |  |  | 0 | 7.69
USEPA 2013 Evaluation of Ethylene Oxide for the Ictivation of Bacillus anthracis |  | Fumigation | CFU | 100000000 |  |  | 14.25 | cm^2 | 0.001425 | m^2 | no rinsate |  | "10%" | 300 | mg/L |  |  | 1.02 | 50 | 3.14 | 75 | Archival Paper | steady-state conditions | 180 |  | ≥ | 7.06 | LR | 0.08 | 1.96 x SE |  |  |  | 5 | No damage | [9 empty] | other porous |  | /cm^2 |  |  |  | 0 | 7.06
USEPA 2013 Evaluation of Ethylene Oxide for the Ictivation of Bacillus anthracis |  | Fumigation | CFU | 100000000 |  |  | 14.25 | cm^2 | 0.001425 | m^2 | no rinsate |  | "10%" | 300 | mg/L |  |  | 1.02 | 50 | 3.14 | 75 | Silk Fabric | steady-state conditions | 180 |  | ≥ | 6.81 | LR | 0.11 | 1.96 x SE |  |  |  | 5 | No damage | [9 empty] | other porous |  | /cm^2 |  |  |  | 0 | 6.81
USEPA 2013 Evaluation of Ethylene Oxide for the Ictivation of Bacillus anthracis |  | Fumigation | CFU | 100000000 |  |  | 14.25 | cm^2 | 0.001425 | m^2 | no rinsate |  | "10%" | 300 | mg/L |  |  | 1.02 | 50 | 3.14 | 75 | Carbon Steel | steady-state conditions | 180 |  | ≥ | 6.66 | LR | 0.15 | 1.96 x SE |  |  |  | 5 | No damage | [9 empty] | steel |  | /cm^2 |  |  |  | 0 | 6.66
USEPA 2013 Evaluation of Ethylene Oxide for the Ictivation of Bacillus anthracis |  | Fumigation | CFU | 100000000 |  |  | 14.25 | cm^2 | 0.001425 | m^2 | no rinsate |  | "10%" | 300 | mg/L |  |  | 1.02 | 37 | 3.14 | 75 | Glass | steady-state conditions | 45 |  |  | 3.02 | LR | 0.12 | 1.96 x SE |  |  |  | 5 | No damage | [9 empty] | glass |  | /cm^2
USEPA 2013 Evaluation of Ethylene Oxide for the Ictivation of Bacillus anthracis |  | Fumigation | CFU | 100000000 |  |  | 14.25 | cm^2 | 0.001425 | m^2 | no rinsate |  | "10%" | 300 | mg/L |  |  | 1.02 | 37 | 3.14 | 75 | Bare Pine Wood | steady-state conditions | 45 |  |  | 4.54 | LR | 0.43 | 1.96 x SE |  |  |  | 5 | No damage | [9 empty] | bare wood |  | /cm^2
USEPA 2013 Evaluation of Ethylene Oxide for the Ictivation of Bacillus anthracis |  | Fumigation | CFU | 100000000 |  |  | 14.25 | cm^2 | 0.001425 | m^2 | no rinsate |  | "10%" | 300 | mg/L |  |  | 1.02 | 37 | 3.14 | 75 | Painted Canvas | steady-state conditions | 45 |  |  | 3.64 | LR | 0.34 | 1.96 x SE |  |  |  | 5 | No damage | [9 empty] | other porous |  | /cm^2
USEPA 2013 Evaluation of Ethylene Oxide for the Ictivation of Bacillus anthracis |  | Fumigation | CFU | 100000000 |  |  | 14.25 | cm^2 | 0.001425 | m^2 | no rinsate |  | "10%" | 300 | mg/L |  |  | 1.02 | 37 | 3.14 | 75 | Archival Paper | steady-state conditions | 45 |  |  | 3.73 | LR | 0.13 | 1.96 x SE |  |  |  | 5 | No damage | [9 empty] | other porous |  | /cm^2
USEPA 2013 Evaluation of Ethylene Oxide for the Ictivation of Bacillus anthracis |  | Fumigation | CFU | 100000000 |  |  | 14.25 | cm^2 | 0.001425 | m^2 | no rinsate |  | "10%" | 300 | mg/L |  |  | 1.02 | 37 | 3.14 | 75 | Silk Fabric | steady-state conditions | 45 |  |  | 4.02 | LR | 0.15 | 1.96 x SE |  |  |  | 5 | No damage | [9 empty] | other porous |  | /cm^2
USEPA 2013 Evaluation of Ethylene Oxide for the Ictivation of Bacillus anthracis |  | Fumigation | CFU | 100000000 |  |  | 14.25 | cm^2 | 0.001425 | m^2 | no rinsate |  | "10%" | 300 | mg/L |  |  | 1.02 | 37 | 3.14 | 75 | Carbon Steel | steady-state conditions | 45 |  |  | 3.12 | LR | 0.26 | 1.96 x SE |  |  |  | 5 | No damage | [9 empty] | steel |  | /cm^2
USEPA 2013 Evaluation of Ethylene Oxide for the Ictivation of Bacillus anthracis |  | Fumigation | CFU | 100000000 |  |  | 14.25 | cm^2 | 0.001425 | m^2 | no rinsate |  | "10%" | 300 | mg/L |  |  | 1.02 | 37 | 3.14 | 75 | Glass | steady-state conditions | 90 |  | ≥ | 8 | LR | 0.03 | 1.96 x SE |  |  |  | 5 | No damage | [9 empty] | glass |  | /cm^2 |  |  |  | 0 | 8
USEPA 2013 Evaluation of Ethylene Oxide for the Ictivation of Bacillus anthracis |  | Fumigation | CFU | 100000000 |  |  | 14.25 | cm^2 | 0.001425 | m^2 | no rinsate |  | "10%" | 300 | mg/L |  |  | 1.02 | 37 | 3.14 | 75 | Bare Pine Wood | steady-state conditions | 90 |  | ≥ | 6.66 | LR | 0.27 | 1.96 x SE |  |  |  | 5 | No damage | [9 empty] | bare wood |  | /cm^2 |  |  |  | 0 | 6.66
USEPA 2013 Evaluation of Ethylene Oxide for the Ictivation of Bacillus anthracis |  | Fumigation | CFU | 100000000 |  |  | 14.25 | cm^2 | 0.001425 | m^2 | no rinsate |  | "10%" | 300 | mg/L |  |  | 1.02 | 37 | 3.14 | 75 | Painted Canvas | steady-state conditions | 90 |  | ≥ | 7.74 | LR | 0.06 | 1.96 x SE |  |  |  | 5 | No damage | [9 empty] | other porous |  | /cm^2 |  |  |  | 0 | 7.74
USEPA 2013 Evaluation of Ethylene Oxide for the Ictivation of Bacillus anthracis |  | Fumigation | CFU | 100000000 |  |  | 14.25 | cm^2 | 0.001425 | m^2 | no rinsate |  | "10%" | 300 | mg/L |  |  | 1.02 | 37 | 3.14 | 75 | Archival Paper | steady-state conditions | 90 |  |  | 6.86 | LR | 0.17 | 1.96 x SE |  |  |  | 5 | No damage | [9 empty] | other porous |  | /cm^2
USEPA 2013 Evaluation of Ethylene Oxide for the Ictivation of Bacillus anthracis |  | Fumigation | CFU | 100000000 |  |  | 14.25 | cm^2 | 0.001425 | m^2 | no rinsate |  | "10%" | 300 | mg/L |  |  | 1.02 | 37 | 3.14 | 75 | Silk Fabric | steady-state conditions | 90 |  | ≥ | 6.98 | LR | 0.17 | 1.96 x SE |  |  |  | 5 | No damage | [9 empty] | other porous |  | /cm^2 |  |  |  | 0 | 6.98
USEPA 2013 Evaluation of Ethylene Oxide for the Ictivation of Bacillus anthracis |  | Fumigation | CFU | 100000000 |  |  | 14.25 | cm^2 | 0.001425 | m^2 | no rinsate |  | "10%" | 300 | mg/L |  |  | 1.02 | 37 | 3.14 | 75 | Carbon Steel | steady-state conditions | 90 |  | ≥ | 6.94 | LR | 0.13 | 1.96 x SE |  |  |  | 5 | No damage | [9 empty] | steel |  | /cm^2 |  |  |  | 0 | 6.94
USEPA 2013 Evaluation of Ethylene Oxide for the Ictivation of Bacillus anthracis |  | Fumigation | CFU | 100000000 |  |  | 14.25 | cm^2 | 0.001425 | m^2 | no rinsate |  | "10%" | 300 | mg/L |  |  | 1.02 | 37 | 3.14 | 75 | Glass | steady-state conditions | 180 |  | ≥ | 8.05 | LR | 0.01 | 1.96 x SE |  |  |  | 5 | No damage | [9 empty] | glass |  | /cm^2 |  |  |  | 0 | 8.05
USEPA 2013 Evaluation of Ethylene Oxide for the Ictivation of Bacillus anthracis |  | Fumigation | CFU | 100000000 |  |  | 14.25 | cm^2 | 0.001425 | m^2 | no rinsate |  | "10%" | 300 | mg/L |  |  | 1.02 | 37 | 3.14 | 75 | Bare Pine Wood | steady-state conditions | 180 |  | ≥ | 6.55 | LR | 0.06 | 1.96 x SE |  |  |  | 5 | No damage | [9 empty] | bare wood |  | /cm^2 |  |  |  | 0 | 6.55
USEPA 2013 Evaluation of Ethylene Oxide for the Ictivation of Bacillus anthracis |  | Fumigation | CFU | 100000000 |  |  | 14.25 | cm^2 | 0.001425 | m^2 | no rinsate |  | "10%" | 300 | mg/L |  |  | 1.02 | 37 | 3.14 | 75 | Painted Canvas | steady-state conditions | 180 |  | ≥ | 7.86 | LR | 0.08 | 1.96 x SE |  |  |  | 5 | No damage | [9 empty] | other porous |  | /cm^2 |  |  |  | 0 | 7.86
USEPA 2013 Evaluation of Ethylene Oxide for the Ictivation of Bacillus anthracis |  | Fumigation | CFU | 100000000 |  |  | 14.25 | cm^2 | 0.001425 | m^2 | no rinsate |  | "10%" | 300 | mg/L |  |  | 1.02 | 37 | 3.14 | 75 | Archival Paper | steady-state conditions | 180 |  | ≥ | 7.22 | LR | 0.17 | 1.96 x SE |  |  |  | 5 | No damage | [9 empty] | other porous |  | /cm^2 |  |  |  | 0 | 7.22
USEPA 2013 Evaluation of Ethylene Oxide for the Ictivation of Bacillus anthracis |  | Fumigation | CFU | 100000000 |  |  | 14.25 | cm^2 | 0.001425 | m^2 | no rinsate |  | "10%" | 300 | mg/L |  |  | 1.02 | 37 | 3.14 | 75 | Silk Fabric | steady-state conditions | 180 |  | ≥ | 7.67 | LR | 0.24 | 1.96 x SE |  |  |  | 5 | No damage | [9 empty] | other porous |  | /cm^2 |  |  |  | 0 | 7.67
USEPA 2013 Evaluation of Ethylene Oxide for the Ictivation of Bacillus anthracis |  | Fumigation | CFU | 100000000 |  |  | 14.25 | cm^2 | 0.001425 | m^2 | no rinsate |  | "10%" | 300 | mg/L |  |  | 1.02 | 37 | 3.14 | 75 | Carbon Steel | steady-state conditions | 180 |  | ≥ | 7.15 | LR | 0.1 | 1.96 x SE |  |  |  | 5 | No damage | [9 empty] | steel |  | /cm^2 |  |  |  | 0 | 7.15
USEPA 2013 Evaluation of Ethylene Oxide for the Ictivation of Bacillus anthracis |  | Fumigation | CFU | 100000000 |  |  | 14.25 | cm^2 | 0.001425 | m^2 | no rinsate |  | "10%" | 150 | mg/L |  |  | 1.02 | 50 | 3.14 | 50 | Archival Paper | steady-state conditions | 45 |  |  | 1.64 | LR | 0.15 | 1.96 x SE |  |  |  | 6 | No damage | [9 empty] | other porous |  | /cm^2
USEPA 2013 Evaluation of Ethylene Oxide for the Ictivation of Bacillus anthracis |  | Fumigation | CFU | 100000000 |  |  | 14.25 | cm^2 | 0.001425 | m^2 | no rinsate |  | "10%" | 150 | mg/L |  |  | 1.02 | 50 | 3.14 | 50 | Archival Paper | steady-state conditions | 45 |  |  | 2.44 | LR | 0.74 | 1.96 x SE |  |  |  | 6 | No damage | [9 empty] | other porous |  | /cm^2
USEPA 2014 Evaluation of Methyl Iodide for the Ictivation of Bacillus anthracis |  | Fumigation | CFU | 100000000 |  |  | 14.25 | cm^2 | 0.001425 | m^2 | no rinsate |  | "10%" | 300 | mg/L |  |  | 2 | 37 | 20 | 70 | Glass | steady-state conditions | 1440 |  |  | 4.56 | LR | 0.9 | SD |  |  |  | 5 | No damage | [9 empty] | glass |  | /cm^2
USEPA 2014 Evaluation of Methyl Iodide for the Ictivation of Bacillus anthracis |  | Fumigation | CFU | 100000000 |  |  | 14.25 | cm^2 | 0.001425 | m^2 | no rinsate |  | "10%" | 300 | mg/L |  |  | 2 | 37 | 20 | 70 | Ceiling Tile | steady-state conditions | 1440 |  |  | 5.45 | LR | 1.32 | SD |  |  |  | 5 | No damage | [9 empty] | ceiling tile |  | /cm^2
USEPA 2014 Evaluation of Methyl Iodide for the Ictivation of Bacillus anthracis |  | Fumigation | CFU | 100000000 |  |  | 14.25 | cm^2 | 0.001425 | m^2 | no rinsate |  | "10%" | 300 | mg/L |  |  | 2 | 37 | 20 | 70 | Industrial Carpet | steady-state conditions | 1440 |  | ≥ | 7.96 | LR | 0.05 | SD |  |  |  | 5 | No damage | [9 empty] | carpet |  | /cm^2 |  |  |  | 0 | 7.96
USEPA 2014 Evaluation of Methyl Iodide for the Ictivation of Bacillus anthracis |  | Fumigation | CFU | 100000000 |  |  | 14.25 | cm^2 | 0.001425 | m^2 | no rinsate |  | "10%" | 300 | mg/L |  |  | 2 | 37 | 20 | 70 | Wallboard Paper | steady-state conditions | 1440 |  | ≥ | 7.58 | LR | 0.07 | SD |  |  |  | 5 | No damage | [9 empty] | wallboard |  | /cm^2 |  |  |  | 0 | 7.58
USEPA 2014 Evaluation of Methyl Iodide for the Ictivation of Bacillus anthracis |  | Fumigation | CFU | 100000000 |  |  | 14.25 | cm^2 | 0.001425 | m^2 | no rinsate |  | "10%" | 300 | mg/L |  |  | 2 | 37 | 20 | 70 | Pine Wood | steady-state conditions | 1440 |  | ≥ | 6.6 | LR | 0.03 | SD |  |  |  | 5 | No damage | [9 empty] | wood |  | /cm^2 |  |  |  | 0 | 6.6
USEPA 2014 Evaluation of Methyl Iodide for the Ictivation of Bacillus anthracis |  | Fumigation | CFU | 100000000 |  |  | 14.25 | cm^2 | 0.001425 | m^2 | no rinsate |  | "10%" | 300 | mg/L |  |  | 2 | 37 | 20 | 70 | Unpainted Concrete | steady-state conditions | 1440 |  | ≥ | 7.2 | LR | 0.22 | SD |  |  |  | 5 | No damage | [9 empty] | concrete |  | /cm^2 |  |  |  | 0 | 7.2
USEPA 2014 Evaluation of Methyl Iodide for the Ictivation of Bacillus anthracis |  | Fumigation | CFU | 100000000 |  |  | 14.25 | cm^2 | 0.001425 | m^2 | no rinsate |  | "10%" | 300 | mg/L |  |  | 2 | 37 | 20 | 70 | Glass | steady-state conditions | 720 |  |  | 3.51 | LR | 1.04 | SD |  |  |  | 5 | No damage | [9 empty] | glass |  | /cm^2
USEPA 2014 Evaluation of Methyl Iodide for the Ictivation of Bacillus anthracis |  | Fumigation | CFU | 100000000 |  |  | 14.25 | cm^2 | 0.001425 | m^2 | no rinsate |  | "10%" | 300 | mg/L |  |  | 2 | 37 | 20 | 70 | Ceiling Tile | steady-state conditions | 720 |  |  | 5.45 | LR | 1.41 | SD |  |  |  | 5 | No damage | [9 empty] | ceiling tile |  | /cm^2
USEPA 2014 Evaluation of Methyl Iodide for the Ictivation of Bacillus anthracis |  | Fumigation | CFU | 100000000 |  |  | 14.25 | cm^2 | 0.001425 | m^2 | no rinsate |  | "10%" | 300 | mg/L |  |  | 2 | 37 | 20 | 70 | Industrial Carpet | steady-state conditions | 720 |  | ≥ | 7.92 | LR | 0.04 | SD |  |  |  | 5 | No damage | [9 empty] | carpet |  | /cm^2 |  |  |  | 0 | 7.92
USEPA 2014 Evaluation of Methyl Iodide for the Ictivation of Bacillus anthracis |  | Fumigation | CFU | 100000000 |  |  | 14.25 | cm^2 | 0.001425 | m^2 | no rinsate |  | "10%" | 300 | mg/L |  |  | 2 | 37 | 20 | 70 | Wallboard Paper | steady-state conditions | 720 |  | ≥ | 7.96 | LR | 0.01 | SD |  |  |  | 5 | No damage | [9 empty] | wallboard |  | /cm^2 |  |  |  | 0 | 7.96
USEPA 2014 Evaluation of Methyl Iodide for the Ictivation of Bacillus anthracis |  | Fumigation | CFU | 100000000 |  |  | 14.25 | cm^2 | 0.001425 | m^2 | no rinsate |  | "10%" | 300 | mg/L |  |  | 2 | 37 | 20 | 70 | Pine Wood | steady-state conditions | 720 |  | ≥ | 6.76 | LR | 0.1 | SD |  |  |  | 5 | No damage | [9 empty] | wood |  | /cm^2 |  |  |  | 0 | 6.76
USEPA 2014 Evaluation of Methyl Iodide for the Ictivation of Bacillus anthracis |  | Fumigation | CFU | 100000000 |  |  | 14.25 | cm^2 | 0.001425 | m^2 | no rinsate |  | "10%" | 300 | mg/L |  |  | 2 | 37 | 20 | 70 | Unpainted Concrete | steady-state conditions | 720 |  | ≥ | 7.26 | LR | 0.29 | SD |  |  |  | 5 | No damage | [9 empty] | concrete |  | /cm^2 |  |  |  | 0 | 7.26
USEPA 2014 Evaluation of Methyl Iodide for the Ictivation of Bacillus anthracis |  | Fumigation | CFU | 100000000 |  |  | 14.25 | cm^2 | 0.001425 | m^2 | no rinsate |  | "10%" | 400 | mg/L |  |  | 2 | 37 | 20 | 70 | Glass | steady-state conditions | 1440 |  | ≥ | 7.53 | LR | 0.09 | SD |  |  |  | 5 | No damage | [9 empty] | glass |  | /cm^2 |  |  |  | 0 | 7.53
USEPA 2014 Evaluation of Methyl Iodide for the Ictivation of Bacillus anthracis |  | Fumigation | CFU | 100000000 |  |  | 14.25 | cm^2 | 0.001425 | m^2 | no rinsate |  | "10%" | 400 | mg/L |  |  | 2 | 37 | 20 | 70 | Ceiling Tile | steady-state conditions | 1440 |  | ≥ | 7.08 | LR | 0.05 | SD |  |  |  | 5 | No damage | [9 empty] | ceiling tile |  | /cm^2 |  |  |  | 0 | 7.08
USEPA 2014 Evaluation of Methyl Iodide for the Ictivation of Bacillus anthracis |  | Fumigation | CFU | 100000000 |  |  | 14.25 | cm^2 | 0.001425 | m^2 | no rinsate |  | "10%" | 400 | mg/L |  |  | 2 | 37 | 20 | 70 | Industrial Carpet | steady-state conditions | 1440 |  | ≥ | 7.93 | LR | 0.03 | SD |  |  |  | 5 | No damage | [9 empty] | carpet |  | /cm^2 |  |  |  | 0 | 7.93
USEPA 2014 Evaluation of Methyl Iodide for the Ictivation of Bacillus anthracis |  | Fumigation | CFU | 100000000 |  |  | 14.25 | cm^2 | 0.001425 | m^2 | no rinsate |  | "10%" | 400 | mg/L |  |  | 2 | 37 | 20 | 70 | Wallboard Paper | steady-state conditions | 1440 |  | ≥ | 7.75 | LR | 0.06 | SD |  |  |  | 5 | No damage | [9 empty] | wallboard |  | /cm^2 |  |  |  | 0 | 7.75
USEPA 2014 Evaluation of Methyl Iodide for the Ictivation of Bacillus anthracis |  | Fumigation | CFU | 100000000 |  |  | 14.25 | cm^2 | 0.001425 | m^2 | no rinsate |  | "10%" | 400 | mg/L |  |  | 2 | 37 | 20 | 70 | Pine Wood | steady-state conditions | 1440 |  | ≥ | 6.91 | LR | 0.18 | SD |  |  |  | 5 | No damage | [9 empty] | wood |  | /cm^2 |  |  |  | 0 | 6.91
USEPA 2014 Evaluation of Methyl Iodide for the Ictivation of Bacillus anthracis |  | Fumigation | CFU | 100000000 |  |  | 14.25 | cm^2 | 0.001425 | m^2 | no rinsate |  | "10%" | 400 | mg/L |  |  | 2 | 37 | 20 | 70 | Unpainted Concrete | steady-state conditions | 1440 |  | ≥ | 6.96 | LR | 0.18 | SD |  |  |  | 5 | No damage | [9 empty] | concrete |  | /cm^2 |  |  |  | 0 | 6.96
USEPA 2014 Evaluation of Methyl Iodide for the Ictivation of Bacillus anthracis |  | Fumigation | CFU | 100000000 |  |  | 14.25 | cm^2 | 0.001425 | m^2 | no rinsate |  | "10%" | 400 | mg/L |  |  | 2 | 37 | 20 | 70 | Glass | steady-state conditions | 720 |  | ≥ | 7.61 | LR | 0.03 | SD |  |  |  | 5 | No damage | [9 empty] | glass |  | /cm^2 |  |  |  | 0 | 7.61
USEPA 2014 Evaluation of Methyl Iodide for the Ictivation of Bacillus anthracis |  | Fumigation | CFU | 100000000 |  |  | 14.25 | cm^2 | 0.001425 | m^2 | no rinsate |  | "10%" | 400 | mg/L |  |  | 2 | 37 | 20 | 70 | Ceiling Tile | steady-state conditions | 720 |  | ≥ | 7.01 | LR | 0.08 | SD |  |  |  | 5 | No damage | [9 empty] | ceiling tile |  | /cm^2 |  |  |  | 0 | 7.01
USEPA 2014 Evaluation of Methyl Iodide for the Ictivation of Bacillus anthracis |  | Fumigation | CFU | 100000000 |  |  | 14.25 | cm^2 | 0.001425 | m^2 | no rinsate |  | "10%" | 400 | mg/L |  |  | 2 | 37 | 20 | 70 | Industrial Carpet | steady-state conditions | 720 |  | ≥ | 7.97 | LR | 0.03 | SD |  |  |  | 5 | No damage | [9 empty] | carpet |  | /cm^2 |  |  |  | 0 | 7.97
USEPA 2014 Evaluation of Methyl Iodide for the Ictivation of Bacillus anthracis |  | Fumigation | CFU | 100000000 |  |  | 14.25 | cm^2 | 0.001425 | m^2 | no rinsate |  | "10%" | 400 | mg/L |  |  | 2 | 37 | 20 | 70 | Wallboard Paper | steady-state conditions | 720 |  | ≥ | 7.82 | LR | 0.12 | SD |  |  |  | 5 | No damage | [9 empty] | wallboard |  | /cm^2 |  |  |  | 0 | 7.82
USEPA 2014 Evaluation of Methyl Iodide for the Ictivation of Bacillus anthracis |  | Fumigation | CFU | 100000000 |  |  | 14.25 | cm^2 | 0.001425 | m^2 | no rinsate |  | "10%" | 400 | mg/L |  |  | 2 | 37 | 20 | 70 | Pine Wood | steady-state conditions | 720 |  | ≥ | 6.79 | LR | 0.15 | SD |  |  |  | 5 | No damage | [9 empty] | wood |  | /cm^2 |  |  |  | 0 | 6.79
USEPA 2014 Evaluation of Methyl Iodide for the Ictivation of Bacillus anthracis |  | Fumigation | CFU | 100000000 |  |  | 14.25 | cm^2 | 0.001425 | m^2 | no rinsate |  | "10%" | 400 | mg/L |  |  | 2 | 37 | 20 | 70 | Unpainted Concrete | steady-state conditions | 720 |  | ≥ | 7.11 | LR | 0.33 | SD |  |  |  | 5 | No damage | [9 empty] | concrete |  | /cm^2 |  |  |  | 0 | 7.11
USEPA 2014 Evaluation of Methyl Iodide for the Ictivation of Bacillus anthracis |  | Fumigation | CFU | 100000000 |  |  | 14.25 | cm^2 | 0.001425 | m^2 | no rinsate |  | "10%" | 300 | mg/L |  |  | 2 | 37 | 20 | 70 | Glass | steady-state conditions | 2160 |  | ≥ | 7.5 | LR | 0.09 | SD |  |  |  | 5 | No damage | [9 empty] | glass |  | /cm^2 |  |  |  | 0 | 7.5
USEPA 2014 Evaluation of Methyl Iodide for the Ictivation of Bacillus anthracis |  | Fumigation | CFU | 100000000 |  |  | 14.25 | cm^2 | 0.001425 | m^2 | no rinsate |  | "10%" | 300 | mg/L |  |  | 2 | 37 | 20 | 70 | Ceiling Tile | steady-state conditions | 2160 |  | ≥ | 6.98 | LR | 0.05 | SD |  |  |  | 5 | No damage | [9 empty] | ceiling tile |  | /cm^2 |  |  |  | 0 | 6.98
USEPA 2014 Evaluation of Methyl Iodide for the Ictivation of Bacillus anthracis |  | Fumigation | CFU | 100000000 |  |  | 14.25 | cm^2 | 0.001425 | m^2 | no rinsate |  | "10%" | 300 | mg/L |  |  | 2 | 37 | 20 | 70 | Industrial Carpet | steady-state conditions | 2160 |  | ≥ | 7.95 | LR | 0.04 | SD |  |  |  | 5 | No damage | [9 empty] | carpet |  | /cm^2 |  |  |  | 0 | 7.95
USEPA 2014 Evaluation of Methyl Iodide for the Ictivation of Bacillus anthracis |  | Fumigation | CFU | 100000000 |  |  | 14.25 | cm^2 | 0.001425 | m^2 | no rinsate |  | "10%" | 300 | mg/L |  |  | 2 | 37 | 20 | 70 | Wallboard Paper | steady-state conditions | 2160 |  | ≥ | 7.78 | LR | 0.06 | SD |  |  |  | 5 | No damage | [9 empty] | wallboard |  | /cm^2 |  |  |  | 0 | 7.78
USEPA 2014 Evaluation of Methyl Iodide for the Ictivation of Bacillus anthracis |  | Fumigation | CFU | 100000000 |  |  | 14.25 | cm^2 | 0.001425 | m^2 | no rinsate |  | "10%" | 300 | mg/L |  |  | 2 | 37 | 20 | 70 | Pine Wood | steady-state conditions | 2160 |  | ≥ | 6.8 | LR | 0.24 | SD |  |  |  | 5 | No damage | [9 empty] | wood |  | /cm^2 |  |  |  | 0 | 6.8
USEPA 2014 Evaluation of Methyl Iodide for the Ictivation of Bacillus anthracis |  | Fumigation | CFU | 100000000 |  |  | 14.25 | cm^2 | 0.001425 | m^2 | no rinsate |  | "10%" | 300 | mg/L |  |  | 2 | 37 | 20 | 70 | Unpainted Concrete | steady-state conditions | 2160 |  | ≥ | 7.11 | LR | 0.31 | SD |  |  |  | 5 | No damage | [9 empty] | concrete |  | /cm^2 |  |  |  | 0 | 7.11
USEPA 2014 Evaluation of Methyl Iodide for the Ictivation of Bacillus anthracis |  | Fumigation | CFU | 100000000 |  |  | 14.25 | cm^2 | 0.001425 | m^2 | no rinsate |  | "10%" | 300 | mg/L |  |  | 2 | 25 | 20 | 70 | Glass | steady-state conditions | 2160 |  | ≥ | 7.62 | LR | 0.04 | SD |  |  |  | 5 | No damage | [9 empty] | glass |  | /cm^2 |  |  |  | 0 | 7.62
USEPA 2014 Evaluation of Methyl Iodide for the Ictivation of Bacillus anthracis |  | Fumigation | CFU | 100000000 |  |  | 14.25 | cm^2 | 0.001425 | m^2 | no rinsate |  | "10%" | 300 | mg/L |  |  | 2 | 25 | 20 | 70 | Ceiling Tile | steady-state conditions | 2160 |  | ≥ | 7.18 | LR | 0.07 | SD |  |  |  | 5 | No damage | [9 empty] | ceiling tile |  | /cm^2 |  |  |  | 0 | 7.18
USEPA 2014 Evaluation of Methyl Iodide for the Ictivation of Bacillus anthracis |  | Fumigation | CFU | 100000000 |  |  | 14.25 | cm^2 | 0.001425 | m^2 | no rinsate |  | "10%" | 300 | mg/L |  |  | 2 | 25 | 20 | 70 | Industrial Carpet | steady-state conditions | 2160 |  | ≥ | 8.02 | LR | 0.03 | SD |  |  |  | 5 | No damage | [9 empty] | carpet |  | /cm^2 |  |  |  | 0 | 8.02
USEPA 2014 Evaluation of Methyl Iodide for the Ictivation of Bacillus anthracis |  | Fumigation | CFU | 100000000 |  |  | 14.25 | cm^2 | 0.001425 | m^2 | no rinsate |  | "10%" | 300 | mg/L |  |  | 2 | 25 | 20 | 70 | Wallboard Paper | steady-state conditions | 2160 |  | ≥ | 7.83 | LR | 0.04 | SD |  |  |  | 5 | No damage | [9 empty] | wallboard |  | /cm^2 |  |  |  | 0 | 7.83
USEPA 2014 Evaluation of Methyl Iodide for the Ictivation of Bacillus anthracis |  | Fumigation | CFU | 100000000 |  |  | 14.25 | cm^2 | 0.001425 | m^2 | no rinsate |  | "10%" | 300 | mg/L |  |  | 2 | 25 | 20 | 70 | Pine Wood | steady-state conditions | 2160 |  | ≥ | 6.87 | LR | 0.15 | SD |  |  |  | 5 | No damage | [9 empty] | wood |  | /cm^2 |  |  |  | 0 | 6.87
USEPA 2014 Evaluation of Methyl Iodide for the Ictivation of Bacillus anthracis |  | Fumigation | CFU | 100000000 |  |  | 14.25 | cm^2 | 0.001425 | m^2 | no rinsate |  | "10%" | 300 | mg/L |  |  | 2 | 25 | 20 | 70 | Unpainted Concrete | steady-state conditions | 2160 |  | ≥ | 7.22 | LR | 0.19 | SD |  |  |  | 5 | No damage | [9 empty] | concrete |  | /cm^2 |  |  |  | 0 | 7.22
USEPA 2014 Evaluation of Methyl Iodide for the Ictivation of Bacillus anthracis |  | Fumigation | CFU | 100000000 |  |  | 14.25 | cm^2 | 0.001425 | m^2 | no rinsate |  | "10%" | 300 | mg/L |  |  | 2 | 37 | 20 | 70 | Glass | steady-state conditions | 2160 |  | ≥ | 7.42 | LR | 0.09 | SD |  |  |  | 5 | No damage | [9 empty] | glass |  | /cm^2 |  |  |  | 0 | 7.42
USEPA 2014 Evaluation of Methyl Iodide for the Ictivation of Bacillus anthracis |  | Fumigation | CFU | 100000000 |  |  | 14.25 | cm^2 | 0.001425 | m^2 | no rinsate |  | "10%" | 300 | mg/L |  |  | 2 | 37 | 20 | 70 | Ceiling Tile | steady-state conditions | 2160 |  | ≥ | 6.88 | LR | 0.07 | SD |  |  |  | 5 | No damage | [9 empty] | ceiling tile |  | /cm^2 |  |  |  | 0 | 6.88
USEPA 2014 Evaluation of Methyl Iodide for the Ictivation of Bacillus anthracis |  | Fumigation | CFU | 100000000 |  |  | 14.25 | cm^2 | 0.001425 | m^2 | no rinsate |  | "10%" | 300 | mg/L |  |  | 2 | 37 | 20 | 70 | Industrial Carpet | steady-state conditions | 2160 |  | ≥ | 7.85 | LR | 0.06 | SD |  |  |  | 5 | No damage | [9 empty] | carpet |  | /cm^2 |  |  |  | 0 | 7.85
USEPA 2014 Evaluation of Methyl Iodide for the Ictivation of Bacillus anthracis |  | Fumigation | CFU | 100000000 |  |  | 14.25 | cm^2 | 0.001425 | m^2 | no rinsate |  | "10%" | 300 | mg/L |  |  | 2 | 37 | 20 | 70 | Wallboard Paper | steady-state conditions | 2160 |  | ≥ | 7.66 | LR | 0.02 | SD |  |  |  | 5 | No damage | [9 empty] | wallboard |  | /cm^2 |  |  |  | 0 | 7.66
USEPA 2014 Evaluation of Methyl Iodide for the Ictivation of Bacillus anthracis |  | Fumigation | CFU | 100000000 |  |  | 14.25 | cm^2 | 0.001425 | m^2 | no rinsate |  | "10%" | 300 | mg/L |  |  | 2 | 37 | 20 | 70 | Pine Wood | steady-state conditions | 2160 |  | ≥ | 6.72 | LR | 0.16 | SD |  |  |  | 5 | No damage | [9 empty] | wood |  | /cm^2 |  |  |  | 0 | 6.72
USEPA 2014 Evaluation of Methyl Iodide for the Ictivation of Bacillus anthracis |  | Fumigation | CFU | 100000000 |  |  | 14.25 | cm^2 | 0.001425 | m^2 | no rinsate |  | "10%" | 300 | mg/L |  |  | 2 | 37 | 20 | 70 | Unpainted Concrete | steady-state conditions | 2160 |  | ≥ | 7.15 | LR | 0.12 | SD |  |  |  | 5 | No damage | [9 empty] | concrete |  | /cm^2 |  |  |  | 0 | 7.15
USEPA 2014 Evaluation of Methyl Iodide for the Ictivation of Bacillus anthracis |  | Fumigation | CFU | 100000000 |  |  | 14.25 | cm^2 | 0.001425 | m^2 | no rinsate |  | "10%" | 300 | mg/L |  |  | 2 | 25 | 20 | 70 | Glass | steady-state conditions | 1440 |  | ≥ | 7.7 | LR | 0.11 | SD |  |  |  | 5 | No damage | [9 empty] | glass |  | /cm^2 |  |  |  | 0 | 7.7
USEPA 2014 Evaluation of Methyl Iodide for the Ictivation of Bacillus anthracis |  | Fumigation | CFU | 100000000 |  |  | 14.25 | cm^2 | 0.001425 | m^2 | no rinsate |  | "10%" | 300 | mg/L |  |  | 2 | 25 | 20 | 70 | Ceiling Tile | steady-state conditions | 1440 |  | ≥ | 7.21 | LR | 0.09 | SD |  |  |  | 5 | No damage | [9 empty] | ceiling tile |  | /cm^2 |  |  |  | 0 | 7.21
USEPA 2014 Evaluation of Methyl Iodide for the Ictivation of Bacillus anthracis |  | Fumigation | CFU | 100000000 |  |  | 14.25 | cm^2 | 0.001425 | m^2 | no rinsate |  | "10%" | 300 | mg/L |  |  | 2 | 25 | 20 | 70 | Industrial Carpet | steady-state conditions | 1440 |  | ≥ | 8.03 | LR | 0.02 | SD |  |  |  | 5 | No damage | [9 empty] | carpet |  | /cm^2 |  |  |  | 0 | 8.03
USEPA 2014 Evaluation of Methyl Iodide for the Ictivation of Bacillus anthracis |  | Fumigation | CFU | 100000000 |  |  | 14.25 | cm^2 | 0.001425 | m^2 | no rinsate |  | "10%" | 300 | mg/L |  |  | 2 | 25 | 20 | 70 | Wallboard Paper | steady-state conditions | 1440 |  | ≥ | 7.82 | LR | 0.05 | SD |  |  |  | 5 | No damage | [9 empty] | wallboard |  | /cm^2 |  |  |  | 0 | 7.82
USEPA 2014 Evaluation of Methyl Iodide for the Ictivation of Bacillus anthracis |  | Fumigation | CFU | 100000000 |  |  | 14.25 | cm^2 | 0.001425 | m^2 | no rinsate |  | "10%" | 300 | mg/L |  |  | 2 | 25 | 20 | 70 | Pine Wood | steady-state conditions | 1440 |  |  | 6.77 | LR | 0.64 | SD |  |  |  | 5 | No damage | [9 empty] | wood |  | /cm^2
USEPA 2014 Evaluation of Methyl Iodide for the Ictivation of Bacillus anthracis |  | Fumigation | CFU | 100000000 |  |  | 14.25 | cm^2 | 0.001425 | m^2 | no rinsate |  | "10%" | 300 | mg/L |  |  | 2 | 25 | 20 | 70 | Unpainted Concrete | steady-state conditions | 1440 |  | ≥ | 7.23 | LR | 0.12 | SD |  |  |  | 5 | No damage | [9 empty] | concrete |  | /cm^2 |  |  |  | 0 | 7.23
USEPA 2014 Evaluation of Methyl Iodide for the Ictivation of Bacillus anthracis |  | Fumigation | CFU | 100000000 |  |  | 14.25 | cm^2 | 0.001425 | m^2 | no rinsate |  | "10%" | 300 | mg/L |  |  | 2 | 25 | 20 | 70 | Glass | steady-state conditions | 720 |  |  | 5.77 | LR | 1.61 | SD |  |  |  | 5 | No damage | [9 empty] | glass |  | /cm^2
USEPA 2014 Evaluation of Methyl Iodide for the Ictivation of Bacillus anthracis |  | Fumigation | CFU | 100000000 |  |  | 14.25 | cm^2 | 0.001425 | m^2 | no rinsate |  | "10%" | 300 | mg/L |  |  | 2 | 25 | 20 | 70 | Ceiling Tile | steady-state conditions | 720 |  |  | 4.98 | LR | 0.41 | SD |  |  |  | 5 | No damage | [9 empty] | ceiling tile |  | /cm^2
USEPA 2014 Evaluation of Methyl Iodide for the Ictivation of Bacillus anthracis |  | Fumigation | CFU | 100000000 |  |  | 14.25 | cm^2 | 0.001425 | m^2 | no rinsate |  | "10%" | 300 | mg/L |  |  | 2 | 25 | 20 | 70 | Industrial Carpet | steady-state conditions | 720 |  |  | 5.96 | LR | 0.45 | SD |  |  |  | 5 | No damage | [9 empty] | carpet |  | /cm^2
USEPA 2014 Evaluation of Methyl Iodide for the Ictivation of Bacillus anthracis |  | Fumigation | CFU | 100000000 |  |  | 14.25 | cm^2 | 0.001425 | m^2 | no rinsate |  | "10%" | 300 | mg/L |  |  | 2 | 25 | 20 | 70 | Wallboard Paper | steady-state conditions | 720 |  | ≥ | 7.82 | LR | 0.06 | SD |  |  |  | 5 | No damage | [9 empty] | wallboard |  | /cm^2 |  |  |  | 0 | 7.82
USEPA 2014 Evaluation of Methyl Iodide for the Ictivation of Bacillus anthracis |  | Fumigation | CFU | 100000000 |  |  | 14.25 | cm^2 | 0.001425 | m^2 | no rinsate |  | "10%" | 300 | mg/L |  |  | 2 | 25 | 20 | 70 | Pine Wood | steady-state conditions | 720 |  |  | 5.63 | LR | 1.04 | SD |  |  |  | 5 | No damage | [9 empty] | wood |  | /cm^2
USEPA 2014 Evaluation of Methyl Iodide for the Ictivation of Bacillus anthracis |  | Fumigation | CFU | 100000000 |  |  | 14.25 | cm^2 | 0.001425 | m^2 | no rinsate |  | "10%" | 300 | mg/L |  |  | 2 | 25 | 20 | 70 | Unpainted Concrete | steady-state conditions | 720 |  | ≥ | 7.3 | LR | 0.18 | SD |  |  |  | 5 | No damage | [9 empty] | concrete |  | /cm^2 |  |  |  | 0 | 7.3
USEPA 2014 Evaluation of Methyl Iodide for the Ictivation of Bacillus anthracis |  | Fumigation | CFU | 100000000 |  |  | 14.25 | cm^2 | 0.001425 | m^2 | no rinsate |  | "10%" | 300 | mg/L |  |  | 2 | 25 | 20 | 45 | Glass | steady-state conditions | 1440 |  |  | 1.07 | LR | 0.31 | SD |  |  |  | 5 | No damage | [9 empty] | glass |  | /cm^2
USEPA 2014 Evaluation of Methyl Iodide for the Ictivation of Bacillus anthracis |  | Fumigation | CFU | 100000000 |  |  | 14.25 | cm^2 | 0.001425 | m^2 | no rinsate |  | "10%" | 300 | mg/L |  |  | 2 | 25 | 20 | 45 | Ceiling Tile | steady-state conditions | 1440 |  |  | 2.75 | LR | 0.13 | SD |  |  |  | 5 | No damage | [9 empty] | ceiling tile |  | /cm^2
USEPA 2014 Evaluation of Methyl Iodide for the Ictivation of Bacillus anthracis |  | Fumigation | CFU | 100000000 |  |  | 14.25 | cm^2 | 0.001425 | m^2 | no rinsate |  | "10%" | 300 | mg/L |  |  | 2 | 25 | 20 | 45 | Industrial Carpet | steady-state conditions | 1440 |  |  | 2.94 | LR | 0.25 | SD |  |  |  | 5 | No damage | [9 empty] | carpet |  | /cm^2
USEPA 2014 Evaluation of Methyl Iodide for the Ictivation of Bacillus anthracis |  | Fumigation | CFU | 100000000 |  |  | 14.25 | cm^2 | 0.001425 | m^2 | no rinsate |  | "10%" | 300 | mg/L |  |  | 2 | 25 | 20 | 45 | Wallboard Paper | steady-state conditions | 1440 |  | ≥ | 7.55 | LR | 0.05 | SD |  |  |  | 5 | No damage | [9 empty] | wallboard |  | /cm^2 |  |  |  | 0 | 7.55
USEPA 2014 Evaluation of Methyl Iodide for the Ictivation of Bacillus anthracis |  | Fumigation | CFU | 100000000 |  |  | 14.25 | cm^2 | 0.001425 | m^2 | no rinsate |  | "10%" | 300 | mg/L |  |  | 2 | 25 | 20 | 45 | Pine Wood | steady-state conditions | 1440 |  |  | 1.17 | LR | 0.32 | SD |  |  |  | 5 | No damage | [9 empty] | wood |  | /cm^2
USEPA 2014 Evaluation of Methyl Iodide for the Ictivation of Bacillus anthracis |  | Fumigation | CFU | 100000000 |  |  | 14.25 | cm^2 | 0.001425 | m^2 | no rinsate |  | "10%" | 300 | mg/L |  |  | 2 | 25 | 20 | 45 | Unpainted Concrete | steady-state conditions | 1440 |  | ≥ | 7.28 | LR | 0.14 | SD |  |  |  | 5 | No damage | [9 empty] | concrete |  | /cm^2 |  |  |  | 0 | 7.28
USEPA 2014 Evaluation of Methyl Iodide for the Ictivation of Bacillus anthracis |  | Fumigation | CFU | 100000000 |  |  | 14.25 | cm^2 | 0.001425 | m^2 | no rinsate |  | "10%" | 200 | mg/L |  |  | 2 | 25 | 20 | 70 | Glass | steady-state conditions | 1440 |  |  | 7.25 | LR | 0.79 | SD |  |  |  | 5 | No damage | [9 empty] | glass |  | /cm^2
USEPA 2014 Evaluation of Methyl Iodide for the Ictivation of Bacillus anthracis |  | Fumigation | CFU | 100000000 |  |  | 14.25 | cm^2 | 0.001425 | m^2 | no rinsate |  | "10%" | 200 | mg/L |  |  | 2 | 25 | 20 | 70 | Ceiling Tile | steady-state conditions | 1440 |  | ≥ | 7.02 | LR | 0.19 | SD |  |  |  | 5 | No damage | [9 empty] | ceiling tile |  | /cm^2 |  |  |  | 0 | 7.02
USEPA 2014 Evaluation of Methyl Iodide for the Ictivation of Bacillus anthracis |  | Fumigation | CFU | 10000000 |  |  | 14.25 | cm^2 | 0.001425 | m^2 | no rinsate |  | "10%" | 200 | mg/L |  |  | 2 | 25 | 20 | 70 | Industrial Carpet | steady-state conditions | 1440 |  | ≥ | 7.91 | LR | 0.04 | SD |  |  |  | 5 | No damage | [9 empty] | carpet |  | /cm^2 |  |  |  | 0 | 7.91
USEPA 2014 Evaluation of Methyl Iodide for the Ictivation of Bacillus anthracis |  | Fumigation | CFU | 10000000 |  |  | 14.25 | cm^2 | 0.001425 | m^2 | no rinsate |  | "10%" | 200 | mg/L |  |  | 2 | 25 | 20 | 70 | Wallboard Paper | steady-state conditions | 1440 |  | ≥ | 7.74 | LR | 0.02 | SD |  |  |  | 5 | No damage | [9 empty] | wallboard |  | /cm^2 |  |  |  | 0 | 7.74
USEPA 2014 Evaluation of Methyl Iodide for the Ictivation of Bacillus anthracis |  | Fumigation | CFU | 10000000 |  |  | 14.25 | cm^2 | 0.001425 | m^2 | no rinsate |  | "10%" | 200 | mg/L |  |  | 2 | 25 | 20 | 70 | Pine Wood | steady-state conditions | 1440 |  | ≥ | 6.91 | LR | 0.13 | SD |  |  |  | 5 | No damage | [9 empty] | wood |  | /cm^2 |  |  |  | 0 | 6.91
USEPA 2014 Evaluation of Methyl Iodide for the Ictivation of Bacillus anthracis |  | Fumigation | CFU | 10000000 |  |  | 14.25 | cm^2 | 0.001425 | m^2 | no rinsate |  | "10%" | 200 | mg/L |  |  | 2 | 25 | 20 | 70 | Unpainted Concrete | steady-state conditions | 1440 |  | ≥ | 7.26 | LR | 0.25 | SD |  |  |  | 5 | No damage | [9 empty] | concrete |  | /cm^2 |  |  |  | 0 | 7.26
USEPA 2014 Evaluation of Methyl Iodide for the Ictivation of Bacillus anthracis |  | Fumigation | CFU | 10000000 |  |  | 14.25 | cm^2 | 0.001425 | m^2 | no rinsate |  | "10%" | 300 | mg/L |  |  | 2 | 25 | 20 | 45 | Glass | steady-state conditions | 2160 |  |  | 1.57 | LR | 0.15 | SD |  |  |  | 5 | No damage | [9 empty] | glass |  | /cm^2
USEPA 2014 Evaluation of Methyl Iodide for the Ictivation of Bacillus anthracis |  | Fumigation | CFU | 10000000 |  |  | 14.25 | cm^2 | 0.001425 | m^2 | no rinsate |  | "10%" | 300 | mg/L |  |  | 2 | 25 | 20 | 45 | Ceiling Tile | steady-state conditions | 2160 |  |  | 3.25 | LR | 0.16 | SD |  |  |  | 5 | No damage | [9 empty] | ceiling tile |  | /cm^2
USEPA 2014 Evaluation of Methyl Iodide for the Ictivation of Bacillus anthracis |  | Fumigation | CFU | 10000000 |  |  | 14.25 | cm^2 | 0.001425 | m^2 | no rinsate |  | "10%" | 300 | mg/L |  |  | 2 | 25 | 20 | 45 | Industrial Carpet | steady-state conditions | 2160 |  |  | 4.47 | LR | 0.45 | SD |  |  |  | 5 | No damage | [9 empty] | carpet |  | /cm^2
USEPA 2014 Evaluation of Methyl Iodide for the Ictivation of Bacillus anthracis |  | Fumigation | CFU | 10000000 |  |  | 14.25 | cm^2 | 0.001425 | m^2 | no rinsate |  | "10%" | 300 | mg/L |  |  | 2 | 25 | 20 | 45 | Wallboard Paper | steady-state conditions | 2160 |  | ≥ | 7.59 | LR | 0.06 | SD |  |  |  | 5 | No damage | [9 empty] | wallboard |  | /cm^2 |  |  |  | 0 | 7.59
USEPA 2014 Evaluation of Methyl Iodide for the Ictivation of Bacillus anthracis |  | Fumigation | CFU | 10000000 |  |  | 14.25 | cm^2 | 0.001425 | m^2 | no rinsate |  | "10%" | 300 | mg/L |  |  | 2 | 25 | 20 | 45 | Pine Wood | steady-state conditions | 2160 |  |  | 1.58 | LR | 0.13 | SD |  |  |  | 5 | No damage | [9 empty] | wood |  | /cm^2
USEPA 2014 Evaluation of Methyl Iodide for the Ictivation of Bacillus anthracis |  | Fumigation | CFU | 10000000 |  |  | 14.25 | cm^2 | 0.001425 | m^2 | no rinsate |  | "10%" | 300 | mg/L |  |  | 2 | 25 | 20 | 45 | Unpainted Concrete | steady-state conditions | 2160 |  | ≥ | 6.96 | LR | 0.29 | SD |  |  |  | 5 | No damage | [9 empty] | concrete |  | /cm^2 |  |  |  | 0 | 6.96
USEPA 2014 Evaluation of Methyl Iodide for the Ictivation of Bacillus anthracis |  | Fumigation | CFU | 10000000 |  |  | 14.25 | cm^2 | 0.001425 | m^2 | no rinsate |  | "10%" | 200 | mg/L |  |  | 2 | 25 | 20 | 70 | Glass | steady-state conditions | 720 |  |  | 2.58 | LR | 0.73 | SD |  |  |  | 5 | No damage | [9 empty] | glass |  | /cm^2
USEPA 2014 Evaluation of Methyl Iodide for the Ictivation of Bacillus anthracis |  | Fumigation | CFU | 10000000 |  |  | 14.25 | cm^2 | 0.001425 | m^2 | no rinsate |  | "10%" | 200 | mg/L |  |  | 2 | 25 | 20 | 70 | Ceiling Tile | steady-state conditions | 720 |  |  | 1.86 | LR | 0.45 | SD |  |  |  | 5 | No damage | [9 empty] | ceiling tile |  | /cm^2
USEPA 2014 Evaluation of Methyl Iodide for the Ictivation of Bacillus anthracis |  | Fumigation | CFU | 10000000 |  |  | 14.25 | cm^2 | 0.001425 | m^2 | no rinsate |  | "10%" | 200 | mg/L |  |  | 2 | 25 | 20 | 70 | Industrial Carpet | steady-state conditions | 720 |  |  | 2.27 | LR | 0.39 | SD |  |  |  | 5 | No damage | [9 empty] | carpet |  | /cm^2
USEPA 2014 Evaluation of Methyl Iodide for the Ictivation of Bacillus anthracis |  | Fumigation | CFU | 10000000 |  |  | 14.25 | cm^2 | 0.001425 | m^2 | no rinsate |  | "10%" | 200 | mg/L |  |  | 2 | 25 | 20 | 70 | Wallboard Paper | steady-state conditions | 720 |  |  | 2.2 | LR | 0.83 | SD |  |  |  | 5 | No damage | [9 empty] | wallboard |  | /cm^2
USEPA 2014 Evaluation of Methyl Iodide for the Ictivation of Bacillus anthracis |  | Fumigation | CFU | 10000000 |  |  | 14.25 | cm^2 | 0.001425 | m^2 | no rinsate |  | "10%" | 200 | mg/L |  |  | 2 | 25 | 20 | 70 | Pine Wood | steady-state conditions | 720 |  |  | 3.43 | LR | 0.61 | SD |  |  |  | 5 | No damage | [9 empty] | wood |  | /cm^2
USEPA 2014 Evaluation of Methyl Iodide for the Ictivation of Bacillus anthracis |  | Fumigation | CFU | 10000000 |  |  | 14.25 | cm^2 | 0.001425 | m^2 | no rinsate |  | "10%" | 200 | mg/L |  |  | 2 | 25 | 20 | 70 | Unpainted Concrete | steady-state conditions | 720 |  |  | 2.11 | LR | 1.19 | SD |  |  |  | 5 | No damage | [9 empty] | concrete |  | /cm^2
USEPA 2014 Evaluation of Methyl Iodide for the Ictivation of Bacillus anthracis |  | Fumigation | CFU | 10000000 |  |  | 14.25 | cm^2 | 0.001425 | m^2 | no rinsate |  | "10%" | 100 | mg/L |  |  | 2 | 25 | 20 | 70 | Glass | steady-state conditions | 2880 |  |  | 7.27 | LR | 0.79 | SD |  |  |  | 5 | No damage | [9 empty] | glass |  | /cm^2
USEPA 2014 Evaluation of Methyl Iodide for the Ictivation of Bacillus anthracis |  | Fumigation | CFU | 10000000 |  |  | 14.25 | cm^2 | 0.001425 | m^2 | no rinsate |  | "10%" | 100 | mg/L |  |  | 2 | 25 | 20 | 70 | Ceiling Tile | steady-state conditions | 2880 |  | ≥ | 6.92 | LR | 0.11 | SD |  |  |  | 5 | No damage | [9 empty] | ceiling tile |  | /cm^2 |  |  |  | 0 | 6.92
USEPA 2014 Evaluation of Methyl Iodide for the Ictivation of Bacillus anthracis |  | Fumigation | CFU | 10000000 |  |  | 14.25 | cm^2 | 0.001425 | m^2 | no rinsate |  | "10%" | 100 | mg/L |  |  | 2 | 25 | 20 | 70 | Industrial Carpet | steady-state conditions | 2880 |  | ≥ | 8 | LR | 0.05 | SD |  |  |  | 5 | No damage | [9 empty] | carpet |  | /cm^2 |  |  |  | 0 | 8
USEPA 2014 Evaluation of Methyl Iodide for the Ictivation of Bacillus anthracis |  | Fumigation | CFU | 10000000 |  |  | 14.25 | cm^2 | 0.001425 | m^2 | no rinsate |  | "10%" | 100 | mg/L |  |  | 2 | 25 | 20 | 70 | Wallboard Paper | steady-state conditions | 2880 |  | ≥ | 7.73 | LR | 0.08 | SD |  |  |  | 5 | No damage | [9 empty] | wallboard |  | /cm^2 |  |  |  | 0 | 7.73
USEPA 2014 Evaluation of Methyl Iodide for the Ictivation of Bacillus anthracis |  | Fumigation | CFU | 10000000 |  |  | 14.25 | cm^2 | 0.001425 | m^2 | no rinsate |  | "10%" | 100 | mg/L |  |  | 2 | 25 | 20 | 70 | Pine Wood | steady-state conditions | 2880 |  | ≥ | 6.73 | LR | 0.1 | SD |  |  |  | 5 | No damage | [9 empty] | wood |  | /cm^2 |  |  |  | 0 | 6.73
USEPA 2014 Evaluation of Methyl Iodide for the Ictivation of Bacillus anthracis |  | Fumigation | CFU | 10000000 |  |  | 14.25 | cm^2 | 0.001425 | m^2 | no rinsate |  | "10%" | 100 | mg/L |  |  | 2 | 25 | 20 | 70 | Unpainted Concrete | steady-state conditions | 2880 |  | ≥ | 7.37 | LR | 0.26 | SD |  |  |  | 5 | No damage | [9 empty] | concrete |  | /cm^2 |  |  |  | 0 | 7.37
USEPA 2014 Evaluation of Methyl Iodide for the Ictivation of Bacillus anthracis |  | Fumigation | CFU | 10000000 |  |  | 14.25 | cm^2 | 0.001425 | m^2 | no rinsate |  | "10%" | 300 | mg/L |  |  | 2 | 37 | 20 | 70 | Glass | steady-state conditions | 1440 |  |  | 2.64 | LR | 0.22 | SD |  |  |  | 5 | No damage | [9 empty] | glass |  | /cm^2
USEPA 2014 Evaluation of Methyl Iodide for the Ictivation of Bacillus anthracis |  | Fumigation | CFU | 10000000 |  |  | 14.25 | cm^2 | 0.001425 | m^2 | no rinsate |  | "10%" | 300 | mg/L |  |  | 2 | 37 | 20 | 70 | Ceiling Tile | steady-state conditions | 1440 |  |  | 5.73 | LR | 1.1 | SD |  |  |  | 5 | No damage | [9 empty] | ceiling tile |  | /cm^2
USEPA 2014 Evaluation of Methyl Iodide for the Ictivation of Bacillus anthracis |  | Fumigation | CFU | 10000000 |  |  | 14.25 | cm^2 | 0.001425 | m^2 | no rinsate |  | "10%" | 300 | mg/L |  |  | 2 | 37 | 20 | 70 | Industrial Carpet | steady-state conditions | 1440 |  |  | 3.07 | LR | 0.11 | SD |  |  |  | 5 | No damage | [9 empty] | carpet |  | /cm^2
USEPA 2014 Evaluation of Methyl Iodide for the Ictivation of Bacillus anthracis |  | Fumigation | CFU | 10000000 |  |  | 14.25 | cm^2 | 0.001425 | m^2 | no rinsate |  | "10%" | 300 | mg/L |  |  | 2 | 37 | 20 | 70 | Wallboard Paper | steady-state conditions | 1440 |  |  | 4.16 | LR | 0.44 | SD |  |  |  | 5 | No damage | [9 empty] | wallboard |  | /cm^2
USEPA 2014 Evaluation of Methyl Iodide for the Ictivation of Bacillus anthracis |  | Fumigation | CFU | 10000000 |  |  | 14.25 | cm^2 | 0.001425 | m^2 | no rinsate |  | "10%" | 300 | mg/L |  |  | 2 | 37 | 20 | 70 | Pine Wood | steady-state conditions | 1440 |  |  | 5.44 | LR | 0.91 | SD |  |  |  | 5 | No damage | [9 empty] | wood |  | /cm^2
USEPA 2014 Evaluation of Methyl Iodide for the Ictivation of Bacillus anthracis |  | Fumigation | CFU | 10000000 |  |  | 14.25 | cm^2 | 0.001425 | m^2 | no rinsate |  | "10%" | 300 | mg/L |  |  | 2 | 37 | 20 | 70 | Unpainted Concrete | steady-state conditions | 1440 |  | ≥ | 6.1 | LR | 0.06 | SD |  |  |  | 5 | No damage | [9 empty] | concrete |  | /cm^2 |  |  |  | 0 | 6.1
USEPA 2014 Evaluation of Methyl Iodide for the Ictivation of Bacillus anthracis |  | Fumigation | CFU | 10000000 |  |  | 14.25 | cm^2 | 0.001425 | m^2 | no rinsate |  | "10%" | 300 | mg/L |  |  | 2 | 37 | 20 | 70 | Glass | steady-state conditions | 720 |  |  | 0.84 | LR | 0.13 | SD |  |  |  | 5 | No damage | [9 empty] | glass |  | /cm^2
USEPA 2014 Evaluation of Methyl Iodide for the Ictivation of Bacillus anthracis |  | Fumigation | CFU | 10000000 |  |  | 14.25 | cm^2 | 0.001425 | m^2 | no rinsate |  | "10%" | 300 | mg/L |  |  | 2 | 37 | 20 | 70 | Ceiling Tile | steady-state conditions | 720 |  |  | 0.22 | LR | 0.38 | SD |  |  |  | 5 | No damage | [9 empty] | ceiling tile |  | /cm^2
USEPA 2014 Evaluation of Methyl Iodide for the Ictivation of Bacillus anthracis |  | Fumigation | CFU | 10000000 |  |  | 14.25 | cm^2 | 0.001425 | m^2 | no rinsate |  | "10%" | 300 | mg/L |  |  | 2 | 37 | 20 | 70 | Industrial Carpet | steady-state conditions | 720 |  |  | 1 | LR | 0.4 | SD |  |  |  | 5 | No damage | [9 empty] | carpet |  | /cm^2
USEPA 2014 Evaluation of Methyl Iodide for the Ictivation of Bacillus anthracis |  | Fumigation | CFU | 10000000 |  |  | 14.25 | cm^2 | 0.001425 | m^2 | no rinsate |  | "10%" | 300 | mg/L |  |  | 2 | 37 | 20 | 70 | Wallboard Paper | steady-state conditions | 720 |  |  | 1 | LR | 0.16 | SD |  |  |  | 5 | No damage | [9 empty] | wallboard |  | /cm^2
USEPA 2014 Evaluation of Methyl Iodide for the Ictivation of Bacillus anthracis |  | Fumigation | CFU | 10000000 |  |  | 14.25 | cm^2 | 0.001425 | m^2 | no rinsate |  | "10%" | 300 | mg/L |  |  | 2 | 37 | 20 | 70 | Pine Wood | steady-state conditions | 720 |  |  | 2.11 | LR | 0.35 | SD |  |  |  | 5 | No damage | [9 empty] | wood |  | /cm^2
USEPA 2014 Evaluation of Methyl Iodide for the Ictivation of Bacillus anthracis |  | Fumigation | CFU | 10000000 |  |  | 14.25 | cm^2 | 0.001425 | m^2 | no rinsate |  | "10%" | 300 | mg/L |  |  | 2 | 37 | 20 | 70 | Unpainted Concrete | steady-state conditions | 720 |  |  | 0.49 | LR | 0.3 | SD |  |  |  | 5 | No damage | [9 empty] | concrete |  | /cm^2
USEPA 2014 Evaluation of Methyl Iodide for the Ictivation of Bacillus anthracis |  | Fumigation | CFU | 10000000 |  |  | 14.25 | cm^2 | 0.001425 | m^2 | no rinsate |  | "10%" | 400 | mg/L |  |  | 2 | 37 | 20 | 70 | Glass | steady-state conditions | 1440 |  |  | 4.01 | LR | 0.32 | SD |  |  |  | 5 | No damage | [9 empty] | glass |  | /cm^2
USEPA 2014 Evaluation of Methyl Iodide for the Ictivation of Bacillus anthracis |  | Fumigation | CFU | 10000000 |  |  | 14.25 | cm^2 | 0.001425 | m^2 | no rinsate |  | "10%" | 400 | mg/L |  |  | 2 | 37 | 20 | 70 | Ceiling Tile | steady-state conditions | 1440 |  | ≥ | 6.61 | LR | 0.06 | SD |  |  |  | 5 | No damage | [9 empty] | ceiling tile |  | /cm^2 |  |  |  | 0 | 6.61
USEPA 2014 Evaluation of Methyl Iodide for the Ictivation of Bacillus anthracis |  | Fumigation | CFU | 10000000 |  |  | 14.25 | cm^2 | 0.001425 | m^2 | no rinsate |  | "10%" | 400 | mg/L |  |  | 2 | 37 | 20 | 70 | Industrial Carpet | steady-state conditions | 1440 |  |  | 3.25 | LR | 0.24 | SD |  |  |  | 5 | No damage | [9 empty] | carpet |  | /cm^2
USEPA 2014 Evaluation of Methyl Iodide for the Ictivation of Bacillus anthracis |  | Fumigation | CFU | 10000000 |  |  | 14.25 | cm^2 | 0.001425 | m^2 | no rinsate |  | "10%" | 400 | mg/L |  |  | 2 | 37 | 20 | 70 | Wallboard Paper | steady-state conditions | 1440 |  |  | 5.48 | LR | 0.91 | SD |  |  |  | 5 | No damage | [9 empty] | wallboard |  | /cm^2
USEPA 2014 Evaluation of Methyl Iodide for the Ictivation of Bacillus anthracis |  | Fumigation | CFU | 10000000 |  |  | 14.25 | cm^2 | 0.001425 | m^2 | no rinsate |  | "10%" | 400 | mg/L |  |  | 2 | 37 | 20 | 70 | Pine Wood | steady-state conditions | 1440 |  | ≥ | 6.75 | LR | 0.15 | SD |  |  |  | 5 | No damage | [9 empty] | wood |  | /cm^2 |  |  |  | 0 | 6.75
USEPA 2014 Evaluation of Methyl Iodide for the Ictivation of Bacillus anthracis |  | Fumigation | CFU | 10000000 |  |  | 14.25 | cm^2 | 0.001425 | m^2 | no rinsate |  | "10%" | 400 | mg/L |  |  | 2 | 37 | 20 | 70 | Unpainted Concrete | steady-state conditions | 1440 |  | ≥ | 6.38 | LR | 0.31 | SD |  |  |  | 5 | No damage | [9 empty] | concrete |  | /cm^2 |  |  |  | 0 | 6.38
USEPA 2014 Evaluation of Methyl Iodide for the Ictivation of Bacillus anthracis |  | Fumigation | CFU | 10000000 |  |  | 14.25 | cm^2 | 0.001425 | m^2 | no rinsate |  | "10%" | 400 | mg/L |  |  | 2 | 37 | 20 | 70 | Glass | steady-state conditions | 720 |  |  | 1.17 | LR | 0.11 | SD |  |  |  | 5 | No damage | [9 empty] | glass |  | /cm^2
USEPA 2014 Evaluation of Methyl Iodide for the Ictivation of Bacillus anthracis |  | Fumigation | CFU | 10000000 |  |  | 14.25 | cm^2 | 0.001425 | m^2 | no rinsate |  | "10%" | 400 | mg/L |  |  | 2 | 37 | 20 | 70 | Ceiling Tile | steady-state conditions | 720 |  |  | 1.85 | LR | 0.2 | SD |  |  |  | 5 | No damage | [9 empty] | ceiling tile |  | /cm^2
USEPA 2014 Evaluation of Methyl Iodide for the Ictivation of Bacillus anthracis |  | Fumigation | CFU | 10000000 |  |  | 14.25 | cm^2 | 0.001425 | m^2 | no rinsate |  | "10%" | 400 | mg/L |  |  | 2 | 37 | 20 | 70 | Industrial Carpet | steady-state conditions | 720 |  |  | 2.52 | LR | 0.36 | SD |  |  |  | 5 | No damage | [9 empty] | carpet |  | /cm^2
USEPA 2014 Evaluation of Methyl Iodide for the Ictivation of Bacillus anthracis |  | Fumigation | CFU | 10000000 |  |  | 14.25 | cm^2 | 0.001425 | m^2 | no rinsate |  | "10%" | 400 | mg/L |  |  | 2 | 37 | 20 | 70 | Wallboard Paper | steady-state conditions | 720 |  |  | 1.24 | LR | 0.26 | SD |  |  |  | 5 | No damage | [9 empty] | wallboard |  | /cm^2
USEPA 2014 Evaluation of Methyl Iodide for the Ictivation of Bacillus anthracis |  | Fumigation | CFU | 10000000 |  |  | 14.25 | cm^2 | 0.001425 | m^2 | no rinsate |  | "10%" | 400 | mg/L |  |  | 2 | 37 | 20 | 70 | Pine Wood | steady-state conditions | 720 |  |  | 2.89 | LR | 0.34 | SD |  |  |  | 5 | No damage | [9 empty] | wood |  | /cm^2
USEPA 2014 Evaluation of Methyl Iodide for the Ictivation of Bacillus anthracis |  | Fumigation | CFU | 10000000 |  |  | 14.25 | cm^2 | 0.001425 | m^2 | no rinsate |  | "10%" | 400 | mg/L |  |  | 2 | 37 | 20 | 70 | Unpainted Concrete | steady-state conditions | 720 |  |  | 1.84 | LR | 0.37 | SD |  |  |  | 5 | No damage | [9 empty] | concrete |  | /cm^2
USEPA 2014 Evaluation of Methyl Iodide for the Ictivation of Bacillus anthracis |  | Fumigation | CFU | 10000000 |  |  | 14.25 | cm^2 | 0.001425 | m^2 | no rinsate |  | "10%" | 300 | mg/L |  |  | 2 | 37 | 20 | 70 | Glass | steady-state conditions | 2160 |  |  | 5.15 | LR | 1.44 | SD |  |  |  | 5 | No damage | [9 empty] | glass |  | /cm^2
USEPA 2014 Evaluation of Methyl Iodide for the Ictivation of Bacillus anthracis |  | Fumigation | CFU | 10000000 |  |  | 14.25 | cm^2 | 0.001425 | m^2 | no rinsate |  | "10%" | 300 | mg/L |  |  | 2 | 37 | 20 | 70 | Ceiling Tile | steady-state conditions | 2160 |  | ≥ | 6.47 | LR | 0.13 | SD |  |  |  | 5 | No damage | [9 empty] | ceiling tile |  | /cm^2 |  |  |  | 0 | 6.47
USEPA 2014 Evaluation of Methyl Iodide for the Ictivation of Bacillus anthracis |  | Fumigation | CFU | 10000000 |  |  | 14.25 | cm^2 | 0.001425 | m^2 | no rinsate |  | "10%" | 300 | mg/L |  |  | 2 | 37 | 20 | 70 | Industrial Carpet | steady-state conditions | 2160 |  | ≥ | 7.59 | LR | 0.11 | SD |  |  |  | 5 | No damage | [9 empty] | carpet |  | /cm^2 |  |  |  | 0 | 7.59
USEPA 2014 Evaluation of Methyl Iodide for the Ictivation of Bacillus anthracis |  | Fumigation | CFU | 10000000 |  |  | 14.25 | cm^2 | 0.001425 | m^2 | no rinsate |  | "10%" | 300 | mg/L |  |  | 2 | 37 | 20 | 70 | Wallboard Paper | steady-state conditions | 2160 |  |  | 4.85 | LR | 0.97 | SD |  |  |  | 5 | No damage | [9 empty] | wallboard |  | /cm^2
USEPA 2014 Evaluation of Methyl Iodide for the Ictivation of Bacillus anthracis |  | Fumigation | CFU | 10000000 |  |  | 14.25 | cm^2 | 0.001425 | m^2 | no rinsate |  | "10%" | 300 | mg/L |  |  | 2 | 37 | 20 | 70 | Pine Wood | steady-state conditions | 2160 |  | ≥ | 6.69 | LR | 0.46 | SD |  |  |  | 5 | No damage | [9 empty] | wood |  | /cm^2 |  |  |  | 0 | 6.69
USEPA 2014 Evaluation of Methyl Iodide for the Ictivation of Bacillus anthracis |  | Fumigation | CFU | 10000000 |  |  | 14.25 | cm^2 | 0.001425 | m^2 | no rinsate |  | "10%" | 300 | mg/L |  |  | 2 | 37 | 20 | 70 | Unpainted Concrete | steady-state conditions | 2160 |  | ≥ | 6.14 | LR | 0.4 | SD |  |  |  | 5 | No damage | [9 empty] | concrete |  | /cm^2 |  |  |  | 0 | 6.14
USEPA 2014 Evaluation of Methyl Iodide for the Ictivation of Bacillus anthracis |  | Fumigation | CFU | 10000000 |  |  | 14.25 | cm^2 | 0.001425 | m^2 | no rinsate |  | "10%" | 300 | mg/L |  |  | 2 | 25 | 20 | 70 | Glass | steady-state conditions | 2160 |  |  | 0.53 | LR | 0.07 | SD |  |  |  | 5 | No damage | [9 empty] | glass |  | /cm^2
USEPA 2014 Evaluation of Methyl Iodide for the Ictivation of Bacillus anthracis |  | Fumigation | CFU | 10000000 |  |  | 14.25 | cm^2 | 0.001425 | m^2 | no rinsate |  | "10%" | 300 | mg/L |  |  | 2 | 25 | 20 | 70 | Ceiling Tile | steady-state conditions | 2160 |  |  | 0.73 | LR | 0.1 | SD |  |  |  | 5 | No damage | [9 empty] | ceiling tile |  | /cm^2
USEPA 2014 Evaluation of Methyl Iodide for the Ictivation of Bacillus anthracis |  | Fumigation | CFU | 10000000 |  |  | 14.25 | cm^2 | 0.001425 | m^2 | no rinsate |  | "10%" | 300 | mg/L |  |  | 2 | 25 | 20 | 70 | Industrial Carpet | steady-state conditions | 2160 |  |  | 0.73 | LR | 0.16 | SD |  |  |  | 5 | No damage | [9 empty] | carpet |  | /cm^2
USEPA 2014 Evaluation of Methyl Iodide for the Ictivation of Bacillus anthracis |  | Fumigation | CFU | 10000000 |  |  | 14.25 | cm^2 | 0.001425 | m^2 | no rinsate |  | "10%" | 300 | mg/L |  |  | 2 | 25 | 20 | 70 | Wallboard Paper | steady-state conditions | 2160 |  |  | 0.64 | LR | 0.2 | SD |  |  |  | 5 | No damage | [9 empty] | wallboard |  | /cm^2
USEPA 2014 Evaluation of Methyl Iodide for the Ictivation of Bacillus anthracis |  | Fumigation | CFU | 10000000 |  |  | 14.25 | cm^2 | 0.001425 | m^2 | no rinsate |  | "10%" | 300 | mg/L |  |  | 2 | 25 | 20 | 70 | Pine Wood | steady-state conditions | 2160 |  |  | 0.88 | LR | 0.25 | SD |  |  |  | 5 | No damage | [9 empty] | wood |  | /cm^2
USEPA 2014 Evaluation of Methyl Iodide for the Ictivation of Bacillus anthracis |  | Fumigation | CFU | 10000000 |  |  | 14.25 | cm^2 | 0.001425 | m^2 | no rinsate |  | "10%" | 300 | mg/L |  |  | 2 | 25 | 20 | 70 | Unpainted Concrete | steady-state conditions | 2160 |  |  | 0.62 | LR | 0.39 | SD |  |  |  | 5 | No damage | [9 empty] | concrete |  | /cm^2
USEPA 2014 Evaluation of Methyl Iodide for the Ictivation of Bacillus anthracis |  | Fumigation | CFU | 10000000 |  |  | 14.25 | cm^2 | 0.001425 | m^2 | no rinsate |  | "10%" | 300 | mg/L |  |  | 2 | 37 | 20 | 70 | Glass | steady-state conditions | 2160 |  | ≥ | 6.97 | LR | 0.19 | SD |  |  |  | 5 | No damage | [9 empty] | glass |  | /cm^2 |  |  |  | 0 | 6.97
USEPA 2014 Evaluation of Methyl Iodide for the Ictivation of Bacillus anthracis |  | Fumigation | CFU | 10000000 |  |  | 14.25 | cm^2 | 0.001425 | m^2 | no rinsate |  | "10%" | 300 | mg/L |  |  | 2 | 37 | 20 | 70 | Ceiling Tile | steady-state conditions | 2160 |  | ≥ | 6.67 | LR | 0.09 | SD |  |  |  | 5 | No damage | [9 empty] | ceiling tile |  | /cm^2 |  |  |  | 0 | 6.67
USEPA 2014 Evaluation of Methyl Iodide for the Ictivation of Bacillus anthracis |  | Fumigation | CFU | 10000000 |  |  | 14.25 | cm^2 | 0.001425 | m^2 | no rinsate |  | "10%" | 300 | mg/L |  |  | 2 | 37 | 20 | 70 | Industrial Carpet | steady-state conditions | 2160 |  |  | 7.41 | LR | 0.6 | SD |  |  |  | 5 | No damage | [9 empty] | carpet |  | /cm^2
USEPA 2014 Evaluation of Methyl Iodide for the Ictivation of Bacillus anthracis |  | Fumigation | CFU | 10000000 |  |  | 14.25 | cm^2 | 0.001425 | m^2 | no rinsate |  | "10%" | 300 | mg/L |  |  | 2 | 37 | 20 | 70 | Wallboard Paper | steady-state conditions | 2160 |  | ≥ | 7.41 | LR | 0.16 | SD |  |  |  | 5 | No damage | [9 empty] | wallboard |  | /cm^2 |  |  |  | 0 | 7.41
USEPA 2014 Evaluation of Methyl Iodide for the Ictivation of Bacillus anthracis |  | Fumigation | CFU | 10000000 |  |  | 14.25 | cm^2 | 0.001425 | m^2 | no rinsate |  | "10%" | 300 | mg/L |  |  | 2 | 37 | 20 | 70 | Pine Wood | steady-state conditions | 2160 |  |  | 6.57 | LR | 0.6 | SD |  |  |  | 5 | No damage | [9 empty] | wood |  | /cm^2
USEPA 2014 Evaluation of Methyl Iodide for the Ictivation of Bacillus anthracis |  | Fumigation | CFU | 10000000 |  |  | 14.25 | cm^2 | 0.001425 | m^2 | no rinsate |  | "10%" | 300 | mg/L |  |  | 2 | 37 | 20 | 70 | Unpainted Concrete | steady-state conditions | 2160 |  | ≥ | 6.53 | LR | 0.24 | SD |  |  |  | 5 | No damage | [9 empty] | concrete |  | /cm^2 |  |  |  | 0 | 6.53
USEPA 2014 Evaluation of Methyl Iodide for the Ictivation of Bacillus anthracis |  | Fumigation | CFU | 10000000 |  |  | 14.25 | cm^2 | 0.001425 | m^2 | no rinsate |  | "10%" | 300 | mg/L |  |  | 2 | 25 | 20 | 70 | Glass | steady-state conditions | 1440 |  | ≥ | 7.23 | LR | 0.15 | SD |  |  |  | 5 | No damage | [9 empty] | glass |  | /cm^2 |  |  |  | 0 | 7.23
USEPA 2014 Evaluation of Methyl Iodide for the Ictivation of Bacillus anthracis |  | Fumigation | CFU | 10000000 |  |  | 14.25 | cm^2 | 0.001425 | m^2 | no rinsate |  | "10%" | 300 | mg/L |  |  | 2 | 25 | 20 | 70 | Ceiling Tile | steady-state conditions | 1440 |  | ≥ | 6.96 | LR | 0.08 | SD |  |  |  | 5 | No damage | [9 empty] | ceiling tile |  | /cm^2 |  |  |  | 0 | 6.96
USEPA 2014 Evaluation of Methyl Iodide for the Ictivation of Bacillus anthracis |  | Fumigation | CFU | 10000000 |  |  | 14.25 | cm^2 | 0.001425 | m^2 | no rinsate |  | "10%" | 300 | mg/L |  |  | 2 | 25 | 20 | 70 | Industrial Carpet | steady-state conditions | 1440 |  | ≥ | 7.85 | LR | 0.08 | SD |  |  |  | 5 | No damage | [9 empty] | carpet |  | /cm^2 |  |  |  | 0 | 7.85
USEPA 2014 Evaluation of Methyl Iodide for the Ictivation of Bacillus anthracis |  | Fumigation | CFU | 10000000 |  |  | 14.25 | cm^2 | 0.001425 | m^2 | no rinsate |  | "10%" | 300 | mg/L |  |  | 2 | 25 | 20 | 70 | Wallboard Paper | steady-state conditions | 1440 |  | ≥ | 7.61 | LR | 0.06 | SD |  |  |  | 5 | No damage | [9 empty] | wallboard |  | /cm^2 |  |  |  | 0 | 7.61
USEPA 2014 Evaluation of Methyl Iodide for the Ictivation of Bacillus anthracis |  | Fumigation | CFU | 10000000 |  |  | 14.25 | cm^2 | 0.001425 | m^2 | no rinsate |  | "10%" | 300 | mg/L |  |  | 2 | 25 | 20 | 70 | Pine Wood | steady-state conditions | 1440 |  | ≥ | 7.33 | LR | 0.13 | SD |  |  |  | 5 | No damage | [9 empty] | wood |  | /cm^2 |  |  |  | 0 | 7.33
USEPA 2014 Evaluation of Methyl Iodide for the Ictivation of Bacillus anthracis |  | Fumigation | CFU | 10000000 |  |  | 14.25 | cm^2 | 0.001425 | m^2 | no rinsate |  | "10%" | 300 | mg/L |  |  | 2 | 25 | 20 | 70 | Unpainted Concrete | steady-state conditions | 1440 |  | ≥ | 6.7 | LR | 0.25 | SD |  |  |  | 5 | No damage | [9 empty] | concrete |  | /cm^2 |  |  |  | 0 | 6.7
USEPA 2014 Evaluation of Methyl Iodide for the Ictivation of Bacillus anthracis |  | Fumigation | CFU | 10000000 |  |  | 14.25 | cm^2 | 0.001425 | m^2 | no rinsate |  | "10%" | 300 | mg/L |  |  | 2 | 25 | 20 | 70 | Glass | steady-state conditions | 720 |  |  | 0.87 | LR | 0.57 | SD |  |  |  | 5 | No damage | [9 empty] | glass |  | /cm^2
USEPA 2014 Evaluation of Methyl Iodide for the Ictivation of Bacillus anthracis |  | Fumigation | CFU | 10000000 |  |  | 14.25 | cm^2 | 0.001425 | m^2 | no rinsate |  | "10%" | 300 | mg/L |  |  | 2 | 25 | 20 | 70 | Ceiling Tile | steady-state conditions | 720 |  |  | 1.24 | LR | 0.67 | SD |  |  |  | 5 | No damage | [9 empty] | ceiling tile |  | /cm^2
USEPA 2014 Evaluation of Methyl Iodide for the Ictivation of Bacillus anthracis |  | Fumigation | CFU | 10000000 |  |  | 14.25 | cm^2 | 0.001425 | m^2 | no rinsate |  | "10%" | 300 | mg/L |  |  | 2 | 25 | 20 | 70 | Industrial Carpet | steady-state conditions | 720 |  |  | 2.22 | LR | 0.22 | SD |  |  |  | 5 | No damage | [9 empty] | carpet |  | /cm^2
USEPA 2014 Evaluation of Methyl Iodide for the Ictivation of Bacillus anthracis |  | Fumigation | CFU | 10000000 |  |  | 14.25 | cm^2 | 0.001425 | m^2 | no rinsate |  | "10%" | 300 | mg/L |  |  | 2 | 25 | 20 | 70 | Wallboard Paper | steady-state conditions | 720 |  |  | 0.56 | LR | 0.33 | SD |  |  |  | 5 | No damage | [9 empty] | wallboard |  | /cm^2
USEPA 2014 Evaluation of Methyl Iodide for the Ictivation of Bacillus anthracis |  | Fumigation | CFU | 10000000 |  |  | 14.25 | cm^2 | 0.001425 | m^2 | no rinsate |  | "10%" | 300 | mg/L |  |  | 2 | 25 | 20 | 70 | Pine Wood | steady-state conditions | 720 |  |  | 0.9 | LR | 0.22 | SD |  |  |  | 5 | No damage | [9 empty] | wood |  | /cm^2
USEPA 2014 Evaluation of Methyl Iodide for the Ictivation of Bacillus anthracis |  | Fumigation | CFU | 10000000 |  |  | 14.25 | cm^2 | 0.001425 | m^2 | no rinsate |  | "10%" | 300 | mg/L |  |  | 2 | 25 | 20 | 70 | Unpainted Concrete | steady-state conditions | 720 |  |  | 0.64 | LR | 0.58 | SD |  |  |  | 5 | No damage | [9 empty] | concrete |  | /cm^2
USEPA 2014 Evaluation of Methyl Iodide for the Ictivation of Bacillus anthracis |  | Fumigation | CFU | 10000000 |  |  | 14.25 | cm^2 | 0.001425 | m^2 | no rinsate |  | "10%" | 300 | mg/L |  |  | 2 | 25 | 20 | 45 | Glass | steady-state conditions | 1440 |  |  | 1.98 | LR | 0.39 | SD |  |  |  | 5 | No damage | [9 empty] | glass |  | /cm^2
USEPA 2014 Evaluation of Methyl Iodide for the Ictivation of Bacillus anthracis |  | Fumigation | CFU | 10000000 |  |  | 14.25 | cm^2 | 0.001425 | m^2 | no rinsate |  | "10%" | 300 | mg/L |  |  | 2 | 25 | 20 | 45 | Ceiling Tile | steady-state conditions | 1440 |  |  | 2.71 | LR | 0.23 | SD |  |  |  | 5 | No damage | [9 empty] | ceiling tile |  | /cm^2
USEPA 2014 Evaluation of Methyl Iodide for the Ictivation of Bacillus anthracis |  | Fumigation | CFU | 10000000 |  |  | 14.25 | cm^2 | 0.001425 | m^2 | no rinsate |  | "10%" | 300 | mg/L |  |  | 2 | 25 | 20 | 45 | Industrial Carpet | steady-state conditions | 1440 |  |  | 3.27 | LR | 0.45 | SD |  |  |  | 5 | No damage | [9 empty] | carpet |  | /cm^2
USEPA 2014 Evaluation of Methyl Iodide for the Ictivation of Bacillus anthracis |  | Fumigation | CFU | 10000000 |  |  | 14.25 | cm^2 | 0.001425 | m^2 | no rinsate |  | "10%" | 300 | mg/L |  |  | 2 | 25 | 20 | 45 | Wallboard Paper | steady-state conditions | 1440 |  | ≥ | 7.59 | LR | 0.07 | SD |  |  |  | 5 | No damage | [9 empty] | wallboard |  | /cm^2 |  |  |  | 0 | 7.59
USEPA 2014 Evaluation of Methyl Iodide for the Ictivation of Bacillus anthracis |  | Fumigation | CFU | 10000000 |  |  | 14.25 | cm^2 | 0.001425 | m^2 | no rinsate |  | "10%" | 300 | mg/L |  |  | 2 | 25 | 20 | 45 | Pine Wood | steady-state conditions | 1440 |  |  | 2.47 | LR | 0.22 | SD |  |  |  | 5 | No damage | [9 empty] | wood |  | /cm^2
USEPA 2014 Evaluation of Methyl Iodide for the Ictivation of Bacillus anthracis |  | Fumigation | CFU | 10000000 |  |  | 14.25 | cm^2 | 0.001425 | m^2 | no rinsate |  | "10%" | 300 | mg/L |  |  | 2 | 25 | 20 | 45 | Unpainted Concrete | steady-state conditions | 1440 |  | ≥ | 6.71 | LR | 0.07 | SD |  |  |  | 5 | No damage | [9 empty] | concrete |  | /cm^2 |  |  |  | 0 | 6.71
USEPA 2014 Evaluation of Methyl Iodide for the Ictivation of Bacillus anthracis |  | Fumigation | CFU | 10000000 |  |  | 14.25 | cm^2 | 0.001425 | m^2 | no rinsate |  | "10%" | 200 | mg/L |  |  | 2 | 25 | 20 | 70 | Glass | steady-state conditions | 1440 |  | ≥ | 6.97 | LR | 0.09 | SD |  |  |  | 5 | No damage | [9 empty] | glass |  | /cm^2 |  |  |  | 0 | 6.97
USEPA 2014 Evaluation of Methyl Iodide for the Ictivation of Bacillus anthracis |  | Fumigation | CFU | 10000000 |  |  | 14.25 | cm^2 | 0.001425 | m^2 | no rinsate |  | "10%" | 200 | mg/L |  |  | 2 | 25 | 20 | 70 | Ceiling Tile | steady-state conditions | 1440 |  |  | 4.34 | LR | 1.43 | SD |  |  |  | 5 | No damage | [9 empty] | ceiling tile |  | /cm^2
USEPA 2014 Evaluation of Methyl Iodide for the Ictivation of Bacillus anthracis |  | Fumigation | CFU | 10000000 |  |  | 14.25 | cm^2 | 0.001425 | m^2 | no rinsate |  | "10%" | 200 | mg/L |  |  | 2 | 25 | 20 | 70 | Industrial Carpet | steady-state conditions | 1440 |  |  | 6.96 | LR | 0.98 | SD |  |  |  | 5 | No damage | [9 empty] | carpet |  | /cm^2
USEPA 2014 Evaluation of Methyl Iodide for the Ictivation of Bacillus anthracis |  | Fumigation | CFU | 10000000 |  |  | 14.25 | cm^2 | 0.001425 | m^2 | no rinsate |  | "10%" | 200 | mg/L |  |  | 2 | 25 | 20 | 70 | Wallboard Paper | steady-state conditions | 1440 |  |  | 3.14 | LR | 0.81 | SD |  |  |  | 5 | No damage | [9 empty] | wallboard |  | /cm^2
USEPA 2014 Evaluation of Methyl Iodide for the Ictivation of Bacillus anthracis |  | Fumigation | CFU | 10000000 |  |  | 14.25 | cm^2 | 0.001425 | m^2 | no rinsate |  | "10%" | 200 | mg/L |  |  | 2 | 25 | 20 | 70 | Pine Wood | steady-state conditions | 1440 |  |  | 5.8 | LR | 1.76 | SD |  |  |  | 5 | No damage | [9 empty] | wood |  | /cm^2
USEPA 2014 Evaluation of Methyl Iodide for the Ictivation of Bacillus anthracis |  | Fumigation | CFU | 10000000 |  |  | 14.25 | cm^2 | 0.001425 | m^2 | no rinsate |  | "10%" | 200 | mg/L |  |  | 2 | 25 | 20 | 70 | Unpainted Concrete | steady-state conditions | 1440 |  |  | 5.05 | LR | 1.4 | SD |  |  |  | 5 | No damage | [9 empty] | concrete |  | /cm^2
USEPA 2014 Evaluation of Methyl Iodide for the Ictivation of Bacillus anthracis |  | Fumigation | CFU | 10000000 |  |  | 14.25 | cm^2 | 0.001425 | m^2 | no rinsate |  | "10%" | 300 | mg/L |  |  | 2 | 25 | 20 | 45 | Glass | steady-state conditions | 2160 |  |  | 3.61 | LR | 0.5 | SD |  |  |  | 5 | No damage | [9 empty] | glass |  | /cm^2
USEPA 2014 Evaluation of Methyl Iodide for the Ictivation of Bacillus anthracis |  | Fumigation | CFU | 10000000 |  |  | 14.25 | cm^2 | 0.001425 | m^2 | no rinsate |  | "10%" | 300 | mg/L |  |  | 2 | 25 | 20 | 45 | Ceiling Tile | steady-state conditions | 2160 |  |  | 3.48 | LR | 0.27 | SD |  |  |  | 5 | No damage | [9 empty] | ceiling tile |  | /cm^2
USEPA 2014 Evaluation of Methyl Iodide for the Ictivation of Bacillus anthracis |  | Fumigation | CFU | 10000000 |  |  | 14.25 | cm^2 | 0.001425 | m^2 | no rinsate |  | "10%" | 300 | mg/L |  |  | 2 | 25 | 20 | 45 | Industrial Carpet | steady-state conditions | 2160 |  |  | 6.86 | LR | 1.26 | SD |  |  |  | 5 | No damage | [9 empty] | carpet |  | /cm^2
USEPA 2014 Evaluation of Methyl Iodide for the Ictivation of Bacillus anthracis |  | Fumigation | CFU | 10000000 |  |  | 14.25 | cm^2 | 0.001425 | m^2 | no rinsate |  | "10%" | 300 | mg/L |  |  | 2 | 25 | 20 | 45 | Wallboard Paper | steady-state conditions | 2160 |  | ≥ | 7.47 | LR | 0.06 | SD |  |  |  | 5 | No damage | [9 empty] | wallboard |  | /cm^2 |  |  |  | 0 | 7.47
USEPA 2014 Evaluation of Methyl Iodide for the Ictivation of Bacillus anthracis |  | Fumigation | CFU | 10000000 |  |  | 14.25 | cm^2 | 0.001425 | m^2 | no rinsate |  | "10%" | 300 | mg/L |  |  | 2 | 25 | 20 | 45 | Pine Wood | steady-state conditions | 2160 |  |  | 2.97 | LR | 0.43 | SD |  |  |  | 5 | No damage | [9 empty] | wood |  | /cm^2
USEPA 2014 Evaluation of Methyl Iodide for the Ictivation of Bacillus anthracis |  | Fumigation | CFU | 10000000 |  |  | 14.25 | cm^2 | 0.001425 | m^2 | no rinsate |  | "10%" | 300 | mg/L |  |  | 2 | 25 | 20 | 45 | Unpainted Concrete | steady-state conditions | 2160 |  | ≥ | 6.54 | LR | 0.25 | SD |  |  |  | 5 | No damage | [9 empty] | concrete |  | /cm^2 |  |  |  | 0 | 6.54
USEPA 2014 Evaluation of Methyl Iodide for the Ictivation of Bacillus anthracis |  | Fumigation | CFU | 10000000 |  |  | 14.25 | cm^2 | 0.001425 | m^2 | no rinsate |  | "10%" | 200 | mg/L |  |  | 2 | 25 | 20 | 70 | Glass | steady-state conditions | 720 |  |  | 0.41 | LR | 0.25 | SD |  |  |  | 5 | No damage | [9 empty] | glass |  | /cm^2
USEPA 2014 Evaluation of Methyl Iodide for the Ictivation of Bacillus anthracis |  | Fumigation | CFU | 10000000 |  |  | 14.25 | cm^2 | 0.001425 | m^2 | no rinsate |  | "10%" | 200 | mg/L |  |  | 2 | 25 | 20 | 70 | Ceiling Tile | steady-state conditions | 720 |  |  | 0.22 | LR | 0.1 | SD |  |  |  | 5 | No damage | [9 empty] | ceiling tile |  | /cm^2
USEPA 2014 Evaluation of Methyl Iodide for the Ictivation of Bacillus anthracis |  | Fumigation | CFU | 10000000 |  |  | 14.25 | cm^2 | 0.001425 | m^2 | no rinsate |  | "10%" | 200 | mg/L |  |  | 2 | 25 | 20 | 70 | Industrial Carpet | steady-state conditions | 720 |  |  | 0.15 | LR | 0.09 | SD |  |  |  | 5 | No damage | [9 empty] | carpet |  | /cm^2
USEPA 2014 Evaluation of Methyl Iodide for the Ictivation of Bacillus anthracis |  | Fumigation | CFU | 10000000 |  |  | 14.25 | cm^2 | 0.001425 | m^2 | no rinsate |  | "10%" | 200 | mg/L |  |  | 2 | 25 | 20 | 70 | Wallboard Paper | steady-state conditions | 720 |  |  | 0.28 | LR | 0.15 | SD |  |  |  | 5 | No damage | [9 empty] | wallboard |  | /cm^2
USEPA 2014 Evaluation of Methyl Iodide for the Ictivation of Bacillus anthracis |  | Fumigation | CFU | 10000000 |  |  | 14.25 | cm^2 | 0.001425 | m^2 | no rinsate |  | "10%" | 200 | mg/L |  |  | 2 | 25 | 20 | 70 | Pine Wood | steady-state conditions | 720 |  |  | 0.14 | LR | 0.13 | SD |  |  |  | 5 | No damage | [9 empty] | wood |  | /cm^2
USEPA 2014 Evaluation of Methyl Iodide for the Ictivation of Bacillus anthracis |  | Fumigation | CFU | 10000000 |  |  | 14.25 | cm^2 | 0.001425 | m^2 | no rinsate |  | "10%" | 200 | mg/L |  |  | 2 | 25 | 20 | 70 | Unpainted Concrete | steady-state conditions | 720 |  |  | 0.41 | LR | 0.25 | SD |  |  |  | 5 | No damage | [9 empty] | concrete |  | /cm^2
USEPA 2014 Evaluation of Methyl Iodide for the Ictivation of Bacillus anthracis |  | Fumigation | CFU | 10000000 |  |  | 14.25 | cm^2 | 0.001425 | m^2 | no rinsate |  | "10%" | 100 | mg/L |  |  | 2 | 25 | 20 | 70 | Glass | steady-state conditions | 2880 |  |  | 6.88 | LR | 0.85 | SD |  |  |  | 5 | No damage | [9 empty] | glass |  | /cm^2
USEPA 2014 Evaluation of Methyl Iodide for the Ictivation of Bacillus anthracis |  | Fumigation | CFU | 10000000 |  |  | 14.25 | cm^2 | 0.001425 | m^2 | no rinsate |  | "10%" | 100 | mg/L |  |  | 2 | 25 | 20 | 70 | Ceiling Tile | steady-state conditions | 2880 |  |  | 5.44 | LR | 1.14 | SD |  |  |  | 5 | No damage | [9 empty] | ceiling tile |  | /cm^2
USEPA 2014 Evaluation of Methyl Iodide for the Ictivation of Bacillus anthracis |  | Fumigation | CFU | 10000000 |  |  | 14.25 | cm^2 | 0.001425 | m^2 | no rinsate |  | "10%" | 100 | mg/L |  |  | 2 | 25 | 20 | 70 | Industrial Carpet | steady-state conditions | 2880 |  |  | 5.3 | LR | 0.71 | SD |  |  |  | 5 | No damage | [9 empty] | carpet |  | /cm^2
USEPA 2014 Evaluation of Methyl Iodide for the Ictivation of Bacillus anthracis |  | Fumigation | CFU | 10000000 |  |  | 14.25 | cm^2 | 0.001425 | m^2 | no rinsate |  | "10%" | 100 | mg/L |  |  | 2 | 25 | 20 | 70 | Wallboard Paper | steady-state conditions | 2880 |  |  | 4.87 | LR | 1.38 | SD |  |  |  | 5 | No damage | [9 empty] | wallboard |  | /cm^2
USEPA 2014 Evaluation of Methyl Iodide for the Ictivation of Bacillus anthracis |  | Fumigation | CFU | 10000000 |  |  | 14.25 | cm^2 | 0.001425 | m^2 | no rinsate |  | "10%" | 100 | mg/L |  |  | 2 | 25 | 20 | 70 | Pine Wood | steady-state conditions | 2880 |  |  | 5.45 | LR | 1.41 | SD |  |  |  | 5 | No damage | [9 empty] | wood |  | /cm^2
USEPA 2014 Evaluation of Methyl Iodide for the Ictivation of Bacillus anthracis |  | Fumigation | CFU | 10000000 |  |  | 14.25 | cm^2 | 0.001425 | m^2 | no rinsate |  | "10%" | 100 | mg/L |  |  | 2 | 25 | 20 | 70 | Unpainted Concrete | steady-state conditions | 2880 |  |  | 6.29 | LR | 0.73 | SD |  |  |  | 5 | No damage | [9 empty] | concrete |  | /cm^2
USEPA 2014 Decontamition of a Mock Office Using Chlorine Dioxide Gas |  | Fumigation | CFU | 10000000 |  |  | 2.545 | cm^2 | 0.0002545 | m^2 |  |  | 10% | 100 | ppm |  |  | 4 | 24 | 5 | 75 | Galvanized metal | steady-state conditions | 120 |  |  | 5.71 | LR | 0.3 | SD |  |  |  | 5 | [10 empty] | steel |  | /cm^2 | 100
USEPA 2014 Decontamition of a Mock Office Using Chlorine Dioxide Gas |  | Fumigation | CFU | 10000000 |  |  | 2.545 | cm^2 | 0.0002545 | m^2 |  |  | 10% | 100 | ppm |  |  | 4 | 24 | 5 | 75 | Galvanized metal | steady-state conditions | 240 |  |  | 7.49 | LR | 0.39 | SD |  |  |  | 5 | [10 empty] | steel |  | /cm^2 | 100
USEPA 2014 Decontamition of a Mock Office Using Chlorine Dioxide Gas |  | Fumigation | CFU | 10000000 |  |  | 2.545 | cm^2 | 0.0002545 | m^2 |  |  | 10% | 100 | ppm |  |  | 4 | 24 | 5 | 75 | Galvanized metal | steady-state conditions | 360 |  |  | 6.76 | LR | 0.74 | SD |  |  |  | 5 | [10 empty] | steel |  | /cm^2 | 100
USEPA 2014 Decontamition of a Mock Office Using Chlorine Dioxide Gas |  | Fumigation | CFU | 10000000 |  |  | 2.545 | cm^2 | 0.0002545 | m^2 |  |  | 10% | 100 | ppm |  |  | 4 | 24 | 5 | 75 | Wood | steady-state conditions | 480 |  |  | 6.61 | LR | 0.9 | SD |  |  |  | 5 | [10 empty] | wood |  | /cm^2 | 100
USEPA 2014 Decontamition of a Mock Office Using Chlorine Dioxide Gas |  | Fumigation | CFU | 10000000 |  |  | 2.545 | cm^2 | 0.0002545 | m^2 |  |  | 10% | 100 | ppm |  |  | 4 | 24 | 5 | 75 | Concrete | steady-state conditions | 480 |  | > | 7.67 | LR | 0.23 | SD |  |  |  | 5 | [10 empty] | concrete |  | /cm^2 | 100 |  |  | 0 | 7.67
USEPA 2014 Decontamition of a Mock Office Using Chlorine Dioxide Gas |  | Fumigation | CFU | 10000000 |  |  | 2.545 | cm^2 | 0.0002545 | m^2 |  |  | 10% | 100 | ppm |  |  | 4 | 24 | 5 | 75 | Painted drywall paper | steady-state conditions | 480 |  | > | 7.88 | LR | 0.28999999999999998 | SD |  |  |  | 5 | [10 empty] | wallboard |  | /cm^2 | 100 |  |  | 0 | 7.88
USEPA 2014 Decontamition of a Mock Office Using Chlorine Dioxide Gas |  | Fumigation | CFU | 10000000 |  |  | 2.545 | cm^2 | 0.0002545 | m^2 |  |  | 10% | 100 | ppm |  |  | 4 | 24 | 5 | 75 | Industrial carpet | steady-state conditions | 480 |  |  | 7.72 | LR | 0.51 | SD |  |  |  | 5 | [10 empty] | carpet |  | /cm^2 | 100
USEPA 2014 Decontamition of a Mock Office Using Chlorine Dioxide Gas |  | Fumigation | CFU | 10000000 |  |  | 2.545 | cm^2 | 0.0002545 | m^2 |  |  | 10% | 100 | ppm |  |  | 4 | 24 | 5 | 75 | Galvanized metal | steady-state conditions | 480 |  |  | 6.33 | LR | 0.33 | SD |  |  |  | 5 | [10 empty] | steel |  | /cm^2 | 100
USEPA 2014 Decontamition of a Mock Office Using Chlorine Dioxide Gas |  | Fumigation | CFU | 10000000 |  |  | 2.545 | cm^2 | 0.0002545 | m^2 |  |  | 10% | 100 | ppm |  |  | 4 | 24 | 5 | 75 | Wood | steady-state conditions | 600 |  |  | 6.67 | LR | 1.45 | SD |  |  |  | 5 | [10 empty] | wood |  | /cm^2 | 100
USEPA 2014 Decontamition of a Mock Office Using Chlorine Dioxide Gas |  | Fumigation | CFU | 10000000 |  |  | 2.545 | cm^2 | 0.0002545 | m^2 |  |  | 10% | 100 | ppm |  |  | 4 | 24 | 5 | 75 | Concrete | steady-state conditions | 600 |  | > | 7.68 | LR | 0.23 | SD |  |  |  | 5 | [10 empty] | concrete |  | /cm^2 | 100 |  |  | 0 | 7.68
USEPA 2014 Decontamition of a Mock Office Using Chlorine Dioxide Gas |  | Fumigation | CFU | 10000000 |  |  | 2.545 | cm^2 | 0.0002545 | m^2 |  |  | 10% | 100 | ppm |  |  | 4 | 24 | 5 | 75 | Painted drywall paper | steady-state conditions | 600 |  | > | 7.88 | LR | 0.28999999999999998 | SD |  |  |  | 5 | [10 empty] | wallboard |  | /cm^2 | 100 |  |  | 0 | 7.88
USEPA 2014 Decontamition of a Mock Office Using Chlorine Dioxide Gas |  | Fumigation | CFU | 10000000 |  |  | 2.545 | cm^2 | 0.0002545 | m^2 |  |  | 10% | 100 | ppm |  |  | 4 | 24 | 5 | 75 | Industrial carpet | steady-state conditions | 600 |  |  | 7.77 | LR | 0.16 | SD |  |  |  | 5 | [10 empty] | carpet |  | /cm^2 | 100
USEPA 2014 Decontamition of a Mock Office Using Chlorine Dioxide Gas |  | Fumigation | CFU | 10000000 |  |  | 2.545 | cm^2 | 0.0002545 | m^2 |  |  | 10% | 100 | ppm |  |  | 4 | 24 | 5 | 75 | Wood | steady-state conditions | 720 |  |  | 7.14 | LR | 1.1000000000000001 | SD |  |  |  | 5 | [10 empty] | wood |  | /cm^2 | 100
USEPA 2014 Decontamition of a Mock Office Using Chlorine Dioxide Gas |  | Fumigation | CFU | 10000000 |  |  | 2.545 | cm^2 | 0.0002545 | m^2 |  |  | 10% | 100 | ppm |  |  | 4 | 24 | 5 | 75 | Concrete | steady-state conditions | 720 |  | > | 7.68 | LR | 0.23 | SD |  |  |  | 5 | [10 empty] | concrete |  | /cm^2 | 100 |  |  | 0 | 7.68
USEPA 2014 Decontamition of a Mock Office Using Chlorine Dioxide Gas |  | Fumigation | CFU | 10000000 |  |  | 2.545 | cm^2 | 0.0002545 | m^2 |  |  | 10% | 100 | ppm |  |  | 4 | 24 | 5 | 75 | Painted drywall paper | steady-state conditions | 720 |  | > | 7.88 | LR | 0.28999999999999998 | SD |  |  |  | 5 | [10 empty] | wallboard |  | /cm^2 | 100 |  |  | 0 | 7.88
USEPA 2014 Decontamition of a Mock Office Using Chlorine Dioxide Gas |  | Fumigation | CFU | 10000000 |  |  | 2.545 | cm^2 | 0.0002545 | m^2 |  |  | 10% | 100 | ppm |  |  | 4 | 24 | 5 | 75 | Industrial carpet | steady-state conditions | 720 |  |  | 7.67 | LR | 0.47 | SD |  |  |  | 5 | [10 empty] | carpet |  | /cm^2 | 100
USEPA 2014 Decontamition of a Mock Office Using Chlorine Dioxide Gas |  | Fumigation | CFU | 10000000 |  |  | 2.545 | cm^2 | 0.0002545 | m^2 |  |  | 10% | 200 | ppm |  |  | 4 | 24 | 5 | 75 | Galvanized metal | steady-state conditions | 120 |  |  | 7.54 | LR | 0.47 | SD |  |  |  | 5 | [10 empty] | steel |  | /cm^2 | 200
USEPA 2014 Decontamition of a Mock Office Using Chlorine Dioxide Gas |  | Fumigation | CFU | 10000000 |  |  | 2.545 | cm^2 | 0.0002545 | m^2 |  |  | 10% | 200 | ppm |  |  | 4 | 24 | 5 | 75 | Wood | steady-state conditions | 240 |  |  | 5.4 | LR | 1.51 | SD |  |  |  | 5 | [10 empty] | wood |  | /cm^2 | 200
USEPA 2014 Decontamition of a Mock Office Using Chlorine Dioxide Gas |  | Fumigation | CFU | 10000000 |  |  | 2.545 | cm^2 | 0.0002545 | m^2 |  |  | 10% | 200 | ppm |  |  | 4 | 24 | 5 | 75 | Painted drywall paper | steady-state conditions | 240 |  | > | 7.69 | LR | 0.48 | SD |  |  |  | 5 | [10 empty] | wallboard |  | /cm^2 | 200 |  |  | 0 | 7.69
USEPA 2014 Decontamition of a Mock Office Using Chlorine Dioxide Gas |  | Fumigation | CFU | 10000000 |  |  | 2.545 | cm^2 | 0.0002545 | m^2 |  |  | 10% | 200 | ppm |  |  | 4 | 24 | 5 | 75 | Industrial carpet | steady-state conditions | 240 |  | > | 7.76 | LR | 0.42 | SD |  |  |  | 5 | [10 empty] | carpet |  | /cm^2 | 200 |  |  | 0 | 7.76
USEPA 2014 Decontamition of a Mock Office Using Chlorine Dioxide Gas |  | Fumigation | CFU | 10000000 |  |  | 2.545 | cm^2 | 0.0002545 | m^2 |  |  | 10% | 200 | ppm |  |  | 4 | 24 | 5 | 75 | Galvanized metal | steady-state conditions | 240 |  | > | 7.81 | LR | 0.12 | SD |  |  |  | 5 | [10 empty] | steel |  | /cm^2 | 200 |  |  | 0 | 7.81
USEPA 2014 Decontamition of a Mock Office Using Chlorine Dioxide Gas |  | Fumigation | CFU | 10000000 |  |  | 2.545 | cm^2 | 0.0002545 | m^2 |  |  | 10% | 200 | ppm |  |  | 4 | 24 | 5 | 75 | Wood | steady-state conditions | 360 |  |  | 5.23 | LR | 0.95 | SD |  |  |  | 5 | [10 empty] | wood |  | /cm^2 | 200
USEPA 2014 Decontamition of a Mock Office Using Chlorine Dioxide Gas |  | Fumigation | CFU | 10000000 |  |  | 2.545 | cm^2 | 0.0002545 | m^2 |  |  | 10% | 200 | ppm |  |  | 4 | 24 | 5 | 75 | Concrete | steady-state conditions | 360 |  | > | 7.66 | LR | 0.36 | SD |  |  |  | 5 | [10 empty] | concrete |  | /cm^2 | 200 |  |  | 0 | 7.66
USEPA 2014 Decontamition of a Mock Office Using Chlorine Dioxide Gas |  | Fumigation | CFU | 10000000 |  |  | 2.545 | cm^2 | 0.0002545 | m^2 |  |  | 10% | 200 | ppm |  |  | 4 | 24 | 5 | 75 | Painted drywall paper | steady-state conditions | 360 |  | > | 7.71 | LR | 0.48 | SD |  |  |  | 5 | [10 empty] | wallboard |  | /cm^2 | 200 |  |  | 0 | 7.71
USEPA 2014 Decontamition of a Mock Office Using Chlorine Dioxide Gas |  | Fumigation | CFU | 10000000 |  |  | 2.545 | cm^2 | 0.0002545 | m^2 |  |  | 10% | 200 | ppm |  |  | 4 | 24 | 5 | 75 | Industrial carpet | steady-state conditions | 360 |  |  | 7.54 | LR | 0.51 | SD |  |  |  | 5 | [10 empty] | carpet |  | /cm^2 | 200
USEPA 2014 Decontamition of a Mock Office Using Chlorine Dioxide Gas |  | Fumigation | CFU | 10000000 |  |  | 2.545 | cm^2 | 0.0002545 | m^2 |  |  | 10% | 200 | ppm |  |  | 4 | 24 | 5 | 75 | Galvanized metal | steady-state conditions | 360 |  | > | 7.81 | LR | 0.12 | SD |  |  |  | 5 | [10 empty] | steel |  | /cm^2 | 200 |  |  | 0 | 7.81
USEPA 2014 Decontamition of a Mock Office Using Chlorine Dioxide Gas |  | Fumigation | CFU | 10000000 |  |  | 2.545 | cm^2 | 0.0002545 | m^2 |  |  | 10% | 200 | ppm |  |  | 4 | 24 | 5 | 75 | Concrete | steady-state conditions | 480 |  | > | 7.6 | LR | 0.36 | SD |  |  |  | 5 | [10 empty] | concrete |  | /cm^2 | 200 |  |  | 0 | 7.6
USEPA 2014 Decontamition of a Mock Office Using Chlorine Dioxide Gas |  | Fumigation | CFU | 10000000 |  |  | 2.545 | cm^2 | 0.0002545 | m^2 |  |  | 10% | 200 | ppm |  |  | 4 | 24 | 5 | 75 | Painted drywall paper | steady-state conditions | 480 |  | > | 7.71 | LR | 0.48 | SD |  |  |  | 5 | [10 empty] | wallboard |  | /cm^2 | 200 |  |  | 0 | 7.71
USEPA 2014 Decontamition of a Mock Office Using Chlorine Dioxide Gas |  | Fumigation | CFU | 10000000 |  |  | 2.545 | cm^2 | 0.0002545 | m^2 |  |  | 10% | 200 | ppm |  |  | 4 | 24 | 5 | 75 | Industrial carpet | steady-state conditions | 480 |  | > | 7.78 | LR | 0.42 | SD |  |  |  | 5 | [10 empty] | carpet |  | /cm^2 | 200 |  |  | 0 | 7.78
USEPA 2014 Decontamition of a Mock Office Using Chlorine Dioxide Gas |  | Fumigation | CFU | 10000000 |  |  | 2.545 | cm^2 | 0.0002545 | m^2 |  |  | 10% | 200 | ppm |  |  | 4 | 24 | 5 | 75 | Galvanized metal | steady-state conditions | 480 |  |  | 7.66 | LR | 0.35 | SD |  |  |  | 5 | [10 empty] | steel |  | /cm^2 | 200
USEPA 2014 Decontamition of a Mock Office Using Chlorine Dioxide Gas |  | Fumigation | CFU | 10000000 |  |  | 2.545 | cm^2 | 0.0002545 | m^2 |  |  | 10% | 200 | ppm |  |  | 4 | 24 | 5 | 75 | Wood | steady-state conditions | 600 |  |  | 5.35 | LR | 0.92 | SD |  |  |  | 5 | [10 empty] | wood |  | /cm^2 | 200
USEPA 2014 Decontamition of a Mock Office Using Chlorine Dioxide Gas |  | Fumigation | CFU | 10000000 |  |  | 2.545 | cm^2 | 0.0002545 | m^2 |  |  | 10% | 200 | ppm |  |  | 4 | 24 | 5 | 75 | Concrete | steady-state conditions | 600 |  | > | 7.59 | LR | 0.36 | SD |  |  |  | 5 | [10 empty] | concrete |  | /cm^2 | 200 |  |  | 0 | 7.59
USEPA 2014 Decontamition of a Mock Office Using Chlorine Dioxide Gas |  | Fumigation | CFU | 10000000 |  |  | 97 | cm^2 | 0.0097 | m^2 |  |  | 19 | 129 | ppm |  |  | 4 | 28.8 | 5 | 74.7 | paper catalog | steady-state conditions | 480 |  |  | 2.2201 | Lsurv |  |  |  |  | 5.3118 | 1 | [10 empty] | other porous |  | /cm^2 | 129 |  |  |  | 5.3118
USEPA 2014 Decontamition of a Mock Office Using Chlorine Dioxide Gas |  | Fumigation | CFU | 10000000 |  |  | 564 | cm^2 | 0.0564 | m^2 |  |  | 19 | 129 | ppm |  |  | 4 | 28.8 | 5 | 74.7 | keyboard | steady-state conditions | 480 |  |  | 2.1038 | Lsurv |  |  |  |  | 6.2856 | 1 | [12 empty] | /cm^2 | 129 |  |  |  | 6.2856
USEPA 2014 Decontamition of a Mock Office Using Chlorine Dioxide Gas |  | Fumigation | CFU | 10000000 |  |  | 465 | cm^2 | 0.0465 | m^2 |  |  | 19 | 129 | ppm |  |  | 4 | 28.8 | 5 | 74.7 | chair back | steady-state conditions | 480 |  |  | 2.7566 | Lsurv |  |  |  |  | 4.6712 | 2 | [12 empty] | /cm^2 | 129 |  |  |  | 4.6712
USEPA 2014 Decontamition of a Mock Office Using Chlorine Dioxide Gas |  | Fumigation | CFU | 10000000 |  |  | 465 | cm^2 | 0.0465 | m^2 |  |  | 19 | 129 | ppm |  |  | 4 | 28.8 | 5 | 74.7 | chair seat | steady-state conditions | 480 |  |  | 1.9845 | Lsurv |  |  |  |  | 5.7388 | 2 | [12 empty] | /cm^2 | 129 |  |  |  | 5.7388
USEPA 2014 Decontamition of a Mock Office Using Chlorine Dioxide Gas |  | Fumigation | CFU | 10000000 |  |  | 929 | cm^2 | 0.0929 | m^2 |  |  | 19 | 129 | ppm |  |  | 4 | 28.8 | 5 | 74.7 | pin cushion screen | steady-state conditions | 480 |  |  | -0.092051 | Lsurv |  |  |  |  | 5.42 | 3 | [10 empty] | other porous |  | /cm^2 | 129 |  |  |  | 5.42
USEPA 2014 Decontamition of a Mock Office Using Chlorine Dioxide Gas |  | Fumigation | CFU | 10000000 |  |  | 929 | cm^2 | 0.0929 | m^2 |  |  | 19 | 129 | ppm |  |  | 4 | 28.8 | 5 | 74.7 | ceiling tile | steady-state conditions | 480 |  |  | 0.35603 | Lsurv |  |  |  |  | 5.1523 | 3 | [10 empty] | ceiling tile |  | /cm^2 | 129 |  |  |  | 5.1523
USEPA 2014 Decontamition of a Mock Office Using Chlorine Dioxide Gas |  | Fumigation | CFU | 10000000 |  |  | 929 | cm^2 | 0.0929 | m^2 |  |  | 19 | 129 | ppm |  |  | 4 | 28.8 | 5 | 74.7 | office carpet | steady-state conditions | 480 |  |  | 2.0492 | Lsurv |  |  |  |  | 5.4133 | 3 | [10 empty] | carpet |  | /cm^2 | 129 |  |  |  | 5.4133
USEPA 2014 Decontamition of a Mock Office Using Chlorine Dioxide Gas |  | Fumigation | CFU | 10000000 |  |  | 929 | cm^2 | 0.0929 | m^2 |  |  | 19 | 129 | ppm |  |  | 4 | 28.8 | 5 | 74.7 | desk top | steady-state conditions | 480 |  |  | 2.9085 | Lsurv |  |  |  |  | 6.4928 | 2 | [12 empty] | /cm^2 | 129 |  |  |  | 6.4928
USEPA 2014 Decontamition of a Mock Office Using Chlorine Dioxide Gas |  | Fumigation | CFU | 10000000 |  |  | 929 | cm^2 | 0.0929 | m^2 |  |  | 19 | 129 | ppm |  |  | 4 | 28.8 | 5 | 74.7 | painted office drywall | steady-state conditions | 480 |  |  | 0 | Lsurv |  |  |  |  | 5.8848 | 5 | [10 empty] | wallboard |  | /cm^2 | 129 |  |  |  | 5.8848
USEPA 2014 Decontamition of a Mock Office Using Chlorine Dioxide Gas |  | Fumigation | CFU | 10000000 |  |  | 1022 | cm^2 | 0.1022 | m^2 |  |  | 19 | 129 | ppm |  |  | 4 | 28.8 | 5 | 74.7 | filing cabinet | steady-state conditions | 480 |  |  | 0 | Lsurv |  |  |  |  | 6.3945 | 1 | [12 empty] | /cm^2 | 129 |  |  |  | 6.3945
USEPA 2014 Decontamition of a Mock Office Using Chlorine Dioxide Gas |  | Fumigation | CFU | 10000000 |  |  | 929 | cm^2 | 0.0929 | m^2 |  |  | 19 | 129 | ppm |  |  | 4 | 28.8 | 5 | 74.7 | office air | steady-state conditions | 480 |  |  | -2.0155 | Lsurv |  |  |  |  | 0.4133 | 5 | [12 empty] | /cm^2 | 129 |  |  |  | 0.4133
USEPA 2014 Decontamition of a Mock Office Using Chlorine Dioxide Gas |  | Fumigation | CFU | 10000000 |  |  | 97 | cm^2 | 0.0097 | m^2 |  |  | 67 | 166 | ppm |  |  | 4 | 22.9 | 5 | 75.2 | paper catalog | steady-state conditions | 720 |  |  | 0.77815 | Lsurv |  |  |  |  | 5.3404 | 1 | [10 empty] | other porous |  | /cm^2 | 166 |  |  |  | 5.3404
USEPA 2014 Decontamition of a Mock Office Using Chlorine Dioxide Gas |  | Fumigation | CFU | 10000000 |  |  | 564 | cm^2 | 0.0564 | m^2 |  |  | 67 | 166 | ppm |  |  | 4 | 22.9 | 5 | 75.2 | keyboard | steady-state conditions | 720 |  |  | 2.8976 | Lsurv |  |  |  |  | 6.9047 | 1 | [12 empty] | /cm^2 | 166 |  |  |  | 6.9047
USEPA 2014 Decontamition of a Mock Office Using Chlorine Dioxide Gas |  | Fumigation | CFU | 10000000 |  |  | 465 | cm^2 | 0.0465 | m^2 |  |  | 67 | 166 | ppm |  |  | 4 | 22.9 | 5 | 75.2 | chair back | steady-state conditions | 720 |  |  | 2.5011 | Lsurv |  |  |  |  | 5.0334 | 2 | [12 empty] | /cm^2 | 166 |  |  |  | 5.0334
USEPA 2014 Decontamition of a Mock Office Using Chlorine Dioxide Gas |  | Fumigation | CFU | 10000000 |  |  | 465 | cm^2 | 0.0465 | m^2 |  |  | 67 | 166 | ppm |  |  | 4 | 22.9 | 5 | 75.2 | chair seat | steady-state conditions | 720 |  |  | 3.2227 | Lsurv |  |  |  |  | 6.5944 | 2 | [12 empty] | /cm^2 | 166 |  |  |  | 6.5944
USEPA 2014 Decontamition of a Mock Office Using Chlorine Dioxide Gas |  | Fumigation | CFU | 10000000 |  |  | 929 | cm^2 | 0.0929 | m^2 |  |  | 67 | 166 | ppm |  |  | 4 | 22.9 | 5 | 75.2 | pin cushion screen | steady-state conditions | 720 |  |  | 0.95713 | Lsurv |  |  |  |  | 6.8921 | 3 | [10 empty] | other porous |  | /cm^2 | 166 |  |  |  | 6.8921
USEPA 2014 Decontamition of a Mock Office Using Chlorine Dioxide Gas |  | Fumigation | CFU | 10000000 |  |  | 929 | cm^2 | 0.0929 | m^2 |  |  | 67 | 166 | ppm |  |  | 4 | 22.9 | 5 | 75.2 | ceiling tile | steady-state conditions | 720 |  |  | 0.16137 | Lsurv |  |  |  |  | 5.8965 | 3 | [10 empty] | ceiling tile |  | /cm^2 | 166 |  |  |  | 5.8965
USEPA 2014 Decontamition of a Mock Office Using Chlorine Dioxide Gas |  | Fumigation | CFU | 10000000 |  |  | 929 | cm^2 | 0.0929 | m^2 |  |  | 67 | 166 | ppm |  |  | 4 | 22.9 | 5 | 75.2 | office carpet | steady-state conditions | 720 |  |  | 3.1931 | Lsurv |  |  |  |  | 6.4728 | 5 | [10 empty] | carpet |  | /cm^2 | 166 |  |  |  | 6.4728
USEPA 2014 Decontamition of a Mock Office Using Chlorine Dioxide Gas |  | Fumigation | CFU | 10000000 |  |  | 929 | cm^2 | 0.0929 | m^2 |  |  | 67 | 166 | ppm |  |  | 4 | 22.9 | 5 | 75.2 | desk top | steady-state conditions | 720 |  |  | 4.0253 | Lsurv |  |  |  |  | 7.2253 | 2 | [12 empty] | /cm^2 | 166 |  |  |  | 7.2253
USEPA 2014 Decontamition of a Mock Office Using Chlorine Dioxide Gas |  | Fumigation | CFU | 10000000 |  |  | 929 | cm^2 | 0.0929 | m^2 |  |  | 67 | 166 | ppm |  |  | 4 | 22.9 | 5 | 75.2 | painted office drywall | steady-state conditions | 720 |  |  | 1.6857 | Lsurv |  |  |  |  | 6.4133 | 5 | [10 empty] | wallboard |  | /cm^2 | 166 |  |  |  | 6.4133
USEPA 2014 Decontamition of a Mock Office Using Chlorine Dioxide Gas |  | Fumigation | CFU | 10000000 |  |  | 1022 | cm^2 | 0.1022 | m^2 |  |  | 67 | 166 | ppm |  |  | 4 | 22.9 | 5 | 75.2 | filing cabinet | steady-state conditions | 720 |  |  | 3 | Lsurv |  |  |  |  | 7.1303 | 1 | [12 empty] | /cm^2 | 166 |  |  |  | 7.1303
USEPA 2014 Decontamition of a Mock Office Using Chlorine Dioxide Gas |  | Fumigation | CFU | 10000000 |  |  | 929 | cm^2 | 0.0929 | m^2 |  |  | 67 | 166 | ppm |  |  | 4 | 22.9 | 5 | 75.2 | office air | steady-state conditions | 720 |  |  | -1.0969 | Lsurv |  |  |  |  | 1.3711 | 5 | [12 empty] | /cm^2 | 166 |  |  |  | 1.3711
USEPA 2014 Decontamition of a Mock Office Using Chlorine Dioxide Gas |  | Fumigation | CFU | 10000000 |  |  | 97 | cm^2 | 0.0097 | m^2 |  |  | 18 | 228 | ppm |  |  | 4 | 29 | 5 | 75.7 | paper catalog | steady-state conditions | 240 |  |  | 0.77815 | Lsurv |  |  |  |  | 4.791 | 1 | [10 empty] | other porous |  | /cm^2 | 228 |  |  |  | 4.791
USEPA 2014 Decontamition of a Mock Office Using Chlorine Dioxide Gas |  | Fumigation | CFU | 10000000 |  |  | 564 | cm^2 | 0.0564 | m^2 |  |  | 18 | 228 | ppm |  |  | 4 | 29 | 5 | 75.7 | keyboard | steady-state conditions | 240 |  |  | -0.026872 | Lsurv |  |  |  |  | 6.4249 | 1 | [12 empty] | /cm^2 | 228 |  |  |  | 6.4249
USEPA 2014 Decontamition of a Mock Office Using Chlorine Dioxide Gas |  | Fumigation | CFU | 10000000 |  |  | 465 | cm^2 | 0.0465 | m^2 |  |  | 18 | 228 | ppm |  |  | 4 | 29 | 5 | 75.7 | chair back | steady-state conditions | 240 |  |  | 0.49276 | Lsurv |  |  |  |  | 5.5502 | 2 | [12 empty] | /cm^2 | 228 |  |  |  | 5.5502
USEPA 2014 Decontamition of a Mock Office Using Chlorine Dioxide Gas |  | Fumigation | CFU | 10000000 |  |  | 465 | cm^2 | 0.0465 | m^2 |  |  | 18 | 228 | ppm |  |  | 4 | 29 | 5 | 75.7 | chair seat | steady-state conditions | 240 |  |  | 0.082785 | Lsurv |  |  |  |  | 6.238 | 2 | [12 empty] | /cm^2 | 228 |  |  |  | 6.238
USEPA 2014 Decontamition of a Mock Office Using Chlorine Dioxide Gas |  | Fumigation | CFU | 10000000 |  |  | 929 | cm^2 | 0.0929 | m^2 |  |  | 18 | 228 | ppm |  |  | 4 | 29 | 5 | 75.7 | pin cushion screen | steady-state conditions | 240 |  |  | -0.19928 | Lsurv |  |  |  |  | 4.9542 | 3 | [10 empty] | other porous |  | /cm^2 | 228 |  |  |  | 4.9542
USEPA 2014 Decontamition of a Mock Office Using Chlorine Dioxide Gas |  | Fumigation | CFU | 10000000 |  |  | 929 | cm^2 | 0.0929 | m^2 |  |  | 18 | 228 | ppm |  |  | 4 | 29 | 5 | 75.7 | ceiling tile | steady-state conditions | 240 |  |  | -0.21325 | Lsurv |  |  |  |  | 4.9759 | 3 | [10 empty] | ceiling tile |  | /cm^2 | 228 |  |  |  | 4.9759
USEPA 2014 Decontamition of a Mock Office Using Chlorine Dioxide Gas |  | Fumigation | CFU | 10000000 |  |  | 929 | cm^2 | 0.0929 | m^2 |  |  | 18 | 228 | ppm |  |  | 4 | 29 | 5 | 75.7 | office carpet | steady-state conditions | 240 |  |  | -0.20691 | Lsurv |  |  |  |  | 5.4048 | 5 | [10 empty] | carpet |  | /cm^2 | 228 |  |  |  | 5.4048
USEPA 2014 Decontamition of a Mock Office Using Chlorine Dioxide Gas |  | Fumigation | CFU | 10000000 |  |  | 929 | cm^2 | 0.0929 | m^2 |  |  | 18 | 228 | ppm |  |  | 4 | 29 | 5 | 75.7 | desk top | steady-state conditions | 240 |  |  | -0.23582 | Lsurv |  |  |  |  | 6.0212 | 2 | [12 empty] | /cm^2 | 228 |  |  |  | 6.0212
USEPA 2014 Decontamition of a Mock Office Using Chlorine Dioxide Gas |  | Fumigation | CFU | 10000000 |  |  | 929 | cm^2 | 0.0929 | m^2 |  |  | 18 | 228 | ppm |  |  | 4 | 29 | 5 | 75.7 | painted office drywall | steady-state conditions | 240 |  |  | -0.23508 | Lsurv |  |  |  |  | 4.8808 | 5 | [10 empty] | wallboard |  | /cm^2 | 228 |  |  |  | 4.8808
USEPA 2014 Decontamition of a Mock Office Using Chlorine Dioxide Gas |  | Fumigation | CFU | 10000000 |  |  | 1022 | cm^2 | 0.1022 | m^2 |  |  | 18 | 228 | ppm |  |  | 4 | 29 | 5 | 75.7 | filing cabinet | steady-state conditions | 240 |  |  | -0.30016 | Lsurv |  |  |  |  | 4.2945 | 1 | [12 empty] | /cm^2 | 228 |  |  |  | 4.2945
USEPA 2014 Decontamition of a Mock Office Using Chlorine Dioxide Gas |  | Fumigation | CFU | 10000000 |  |  | 929 | cm^2 | 0.0929 | m^2 |  |  | 18 | 228 | ppm |  |  | 4 | 29 | 5 | 75.7 | office air | steady-state conditions | 240 |  |  | -1.6635 | Lsurv |  |  |  |  | -0.61439 | 5 | [12 empty] | /cm^2 | 228 |  |  |  | -0.61439
USEPA 2014 Decontamition of a Mock Office Using Chlorine Dioxide Gas |  | Fumigation | CFU | 10000000 |  |  | 97 | cm^2 | 0.0097 | m^2 |  |  | 32 | 214 | ppm |  |  | 4 | 27.7 | 5 | 74.5 | paper catalog | steady-state conditions | 360 |  |  | 0.76193 | Lsurv |  |  |  |  | 3.7604 | 1 | [10 empty] | other porous |  | /cm^2 | 214 |  |  |  | 3.7604
USEPA 2014 Decontamition of a Mock Office Using Chlorine Dioxide Gas |  | Fumigation | CFU | 10000000 |  |  | 564 | cm^2 | 0.0564 | m^2 |  |  | 32 | 214 | ppm |  |  | 4 | 27.7 | 5 | 74.5 | keyboard | steady-state conditions | 360 |  |  | -0.0087739 | Lsurv |  |  |  |  | 5.1847 | 1 | [12 empty] | /cm^2 | 214 |  |  |  | 5.1847
USEPA 2014 Decontamition of a Mock Office Using Chlorine Dioxide Gas |  | Fumigation | CFU | 10000000 |  |  | 465 | cm^2 | 0.0465 | m^2 |  |  | 32 | 214 | ppm |  |  | 4 | 27.7 | 5 | 74.5 | chair back | steady-state conditions | 360 |  |  | 0.082785 | Lsurv |  |  |  |  | 4.1106 | 2 | [12 empty] | /cm^2 | 214 |  |  |  | 4.1106
USEPA 2014 Decontamition of a Mock Office Using Chlorine Dioxide Gas |  | Fumigation | CFU | 10000000 |  |  | 465 | cm^2 | 0.0465 | m^2 |  |  | 32 | 214 | ppm |  |  | 4 | 27.7 | 5 | 74.5 | chair seat | steady-state conditions | 360 |  |  | 0.082785 | Lsurv |  |  |  |  | 5.6749 | 2 | [12 empty] | /cm^2 | 214 |  |  |  | 5.6749
USEPA 2014 Decontamition of a Mock Office Using Chlorine Dioxide Gas |  | Fumigation | CFU | 10000000 |  |  | 929 | cm^2 | 0.0929 | m^2 |  |  | 32 | 214 | ppm |  |  | 4 | 27.7 | 5 | 74.5 | pin cushion screen | steady-state conditions | 360 |  |  | -0.21753 | Lsurv |  |  |  |  | 5.4099 | 3 | [10 empty] | other porous |  | /cm^2 | 214 |  |  |  | 5.4099
USEPA 2014 Decontamition of a Mock Office Using Chlorine Dioxide Gas |  | Fumigation | CFU | 10000000 |  |  | 929 | cm^2 | 0.0929 | m^2 |  |  | 32 | 214 | ppm |  |  | 4 | 27.7 | 5 | 74.5 | ceiling tile | steady-state conditions | 360 |  |  | 0.0086002 | Lsurv |  |  |  |  | 3.935 | 3 | [10 empty] | ceiling tile |  | /cm^2 | 214 |  |  |  | 3.935
USEPA 2014 Decontamition of a Mock Office Using Chlorine Dioxide Gas |  | Fumigation | CFU | 10000000 |  |  | 929 | cm^2 | 0.0929 | m^2 |  |  | 32 | 214 | ppm |  |  | 4 | 27.7 | 5 | 74.5 | office carpet | steady-state conditions | 360 |  |  | -0.13312 | Lsurv |  |  |  |  | 4.5682 | 5 | [10 empty] | carpet |  | /cm^2 | 214 |  |  |  | 4.5682
USEPA 2014 Decontamition of a Mock Office Using Chlorine Dioxide Gas |  | Fumigation | CFU | 10000000 |  |  | 929 | cm^2 | 0.0929 | m^2 |  |  | 32 | 214 | ppm |  |  | 4 | 27.7 | 5 | 74.5 | desk top | steady-state conditions | 360 |  |  | 1.1644 | Lsurv |  |  |  |  | 5.6294 | 2 | [12 empty] | /cm^2 | 214 |  |  |  | 5.6294
USEPA 2014 Decontamition of a Mock Office Using Chlorine Dioxide Gas |  | Fumigation | CFU | 10000000 |  |  | 929 | cm^2 | 0.0929 | m^2 |  |  | 32 | 214 | ppm |  |  | 4 | 27.7 | 5 | 74.5 | painted office drywall | steady-state conditions | 360 |  |  | -0.1831 | Lsurv |  |  |  |  | 5.1271 | 5 | [10 empty] | wallboard |  | /cm^2 | 214 |  |  |  | 5.1271
USEPA 2014 Decontamition of a Mock Office Using Chlorine Dioxide Gas |  | Fumigation | CFU | 10000000 |  |  | 1022 | cm^2 | 0.1022 | m^2 |  |  | 32 | 214 | ppm |  |  | 4 | 27.7 | 5 | 74.5 | filing cabinet | steady-state conditions | 360 |  |  | -0.20273 | Lsurv |  |  |  |  | 5.5302 | 1 | [12 empty] | /cm^2 | 214 |  |  |  | 5.5302
USEPA 2014 Decontamition of a Mock Office Using Chlorine Dioxide Gas |  | Fumigation | CFU | 10000000 |  |  | 929 | cm^2 | 0.0929 | m^2 |  |  | 32 | 214 | ppm |  |  | 4 | 27.7 | 5 | 74.5 | office air | steady-state conditions | 360 |  |  | -2.2449 | Lsurv |  |  |  |  | 0.58659 | 5 | [12 empty] | /cm^2 | 214 |  |  |  | 0.58659
USEPA 2014 Decontamition of a Mock Office Using Chlorine Dioxide Gas |  | Fumigation | CFU | 10000000 |  |  | 97 | cm^2 | 0.0097 | m^2 |  |  | 34 | 215 | ppm |  |  | 4 | 23.8 | 5 | 75.2 | paper catalog | steady-state conditions | 480 |  |  | 1.3692 | Lsurv |  |  |  |  | 6.1271 | 1 | [10 empty] | other porous |  | /cm^2 | 215 |  |  |  | 6.1271
USEPA 2014 Decontamition of a Mock Office Using Chlorine Dioxide Gas |  | Fumigation | CFU | 10000000 |  |  | 564 | cm^2 | 0.0564 | m^2 |  |  | 34 | 215 | ppm |  |  | 4 | 23.8 | 5 | 75.2 | keyboard | steady-state conditions | 480 |  |  | 2.2304 | Lsurv |  |  |  |  | 7.5988 | 1 | [12 empty] | /cm^2 | 215 |  |  |  | 7.5988
USEPA 2014 Decontamition of a Mock Office Using Chlorine Dioxide Gas |  | Fumigation | CFU | 10000000 |  |  | 465 | cm^2 | 0.0465 | m^2 |  |  | 34 | 215 | ppm |  |  | 4 | 23.8 | 5 | 75.2 | chair back | steady-state conditions | 480 |  |  | 1.301 | Lsurv |  |  |  |  | 6.5911 | 2 | [12 empty] | /cm^2 | 215 |  |  |  | 6.5911
USEPA 2014 Decontamition of a Mock Office Using Chlorine Dioxide Gas |  | Fumigation | CFU | 10000000 |  |  | 465 | cm^2 | 0.0465 | m^2 |  |  | 34 | 215 | ppm |  |  | 4 | 23.8 | 5 | 75.2 | chair seat | steady-state conditions | 480 |  |  | 1.8451 | Lsurv |  |  |  |  | 6.6425 | 2 | [12 empty] | /cm^2 | 215 |  |  |  | 6.6425
USEPA 2014 Decontamition of a Mock Office Using Chlorine Dioxide Gas |  | Fumigation | CFU | 10000000 |  |  | 929 | cm^2 | 0.0929 | m^2 |  |  | 34 | 215 | ppm |  |  | 4 | 23.8 | 5 | 75.2 | pin cushion screen | steady-state conditions | 480 |  |  | 1 | Lsurv |  |  |  |  | 7 | 3 | [10 empty] | other porous |  | /cm^2 | 215 |  |  |  | 7
USEPA 2014 Decontamition of a Mock Office Using Chlorine Dioxide Gas |  | Fumigation | CFU | 10000000 |  |  | 929 | cm^2 | 0.0929 | m^2 |  |  | 34 | 215 | ppm |  |  | 4 | 23.8 | 5 | 75.2 | ceiling tile | steady-state conditions | 480 |  |  | 1.6365 | Lsurv |  |  |  |  | 6.2695 | 3 | [10 empty] | ceiling tile |  | /cm^2 | 215 |  |  |  | 6.2695
USEPA 2014 Decontamition of a Mock Office Using Chlorine Dioxide Gas |  | Fumigation | CFU | 10000000 |  |  | 929 | cm^2 | 0.0929 | m^2 |  |  | 34 | 215 | ppm |  |  | 4 | 23.8 | 5 | 75.2 | office carpet | steady-state conditions | 480 |  |  | 2.4579 | Lsurv |  |  |  |  | 7.1584 | 5 | [10 empty] | carpet |  | /cm^2 | 215 |  |  |  | 7.1584
USEPA 2014 Decontamition of a Mock Office Using Chlorine Dioxide Gas |  | Fumigation | CFU | 10000000 |  |  | 929 | cm^2 | 0.0929 | m^2 |  |  | 34 | 215 | ppm |  |  | 4 | 23.8 | 5 | 75.2 | desk top | steady-state conditions | 480 |  |  | 2.6684 | Lsurv |  |  |  |  | 7.9859 | 2 | [12 empty] | /cm^2 | 215 |  |  |  | 7.9859
USEPA 2014 Decontamition of a Mock Office Using Chlorine Dioxide Gas |  | Fumigation | CFU | 10000000 |  |  | 929 | cm^2 | 0.0929 | m^2 |  |  | 34 | 215 | ppm |  |  | 4 | 23.8 | 5 | 75.2 | painted office drywall | steady-state conditions | 480 |  |  | 0.25527 | Lsurv |  |  |  |  | 7.1106 | 5 | [10 empty] | wallboard |  | /cm^2 | 215 |  |  |  | 7.1106
USEPA 2014 Decontamition of a Mock Office Using Chlorine Dioxide Gas |  | Fumigation | CFU | 10000000 |  |  | 1022 | cm^2 | 0.1022 | m^2 |  |  | 34 | 215 | ppm |  |  | 4 | 23.8 | 5 | 75.2 | filing cabinet | steady-state conditions | 480 |  |  | 0.71181 | Lsurv |  |  |  |  | 7.601 | 1 | [12 empty] | /cm^2 | 215 |  |  |  | 7.601
USEPA 2014 Decontamition of a Mock Office Using Chlorine Dioxide Gas |  | Fumigation | CFU | 10000000 |  |  | 929 | cm^2 | 0.0929 | m^2 |  |  | 34 | 215 | ppm |  |  | 4 | 23.8 | 5 | 75.2 | office air | steady-state conditions | 480 |  |  | -1.2041 | Lsurv |  |  |  |  | 1.2967 | 5 | [12 empty] | /cm^2 | 215 |  |  |  | 1.2967
USEPA 2014 Decontamition of a Mock Office Using Chlorine Dioxide Gas |  | Fumigation | CFU | 10000000 |  |  | 97 | cm^2 | 0.0097 | m^2 |  |  | 19 | 326 | ppm |  |  | 4 | 29.9 | 5 | 76.6 | paper catalog | steady-state conditions | 240 |  |  | 1.0569 | Lsurv |  |  |  |  | 5.1206 | 1 | [10 empty] | other porous |  | /cm^2 | 326 |  |  |  | 5.1206
USEPA 2014 Decontamition of a Mock Office Using Chlorine Dioxide Gas |  | Fumigation | CFU | 10000000 |  |  | 564 | cm^2 | 0.0564 | m^2 |  |  | 19 | 326 | ppm |  |  | 4 | 29.9 | 5 | 76.6 | keyboard | steady-state conditions | 240 |  |  | 0.9154 | Lsurv |  |  |  |  | 6.4624 | 1 | [12 empty] | /cm^2 | 326 |  |  |  | 6.4624
USEPA 2014 Decontamition of a Mock Office Using Chlorine Dioxide Gas |  | Fumigation | CFU | 10000000 |  |  | 465 | cm^2 | 0.0465 | m^2 |  |  | 19 | 326 | ppm |  |  | 4 | 29.9 | 5 | 76.6 | chair back | steady-state conditions | 240 |  |  | 0.7185 | Lsurv |  |  |  |  | 4.7093 | 2 | [12 empty] | /cm^2 | 326 |  |  |  | 4.7093
USEPA 2014 Decontamition of a Mock Office Using Chlorine Dioxide Gas |  | Fumigation | CFU | 10000000 |  |  | 465 | cm^2 | 0.0465 | m^2 |  |  | 19 | 326 | ppm |  |  | 4 | 29.9 | 5 | 76.6 | chair seat | steady-state conditions | 240 |  |  | 1.1004 | Lsurv |  |  |  |  | 6.2672 | 2 | [12 empty] | /cm^2 | 326 |  |  |  | 6.2672
USEPA 2014 Decontamition of a Mock Office Using Chlorine Dioxide Gas |  | Fumigation | CFU | 10000000 |  |  | 929 | cm^2 | 0.0929 | m^2 |  |  | 19 | 326 | ppm |  |  | 4 | 29.9 | 5 | 76.6 | pin cushion screen | steady-state conditions | 240 |  |  | 0.65514 | Lsurv |  |  |  |  | 6.1303 | 3 | [10 empty] | other porous |  | /cm^2 | 326 |  |  |  | 6.1303
USEPA 2014 Decontamition of a Mock Office Using Chlorine Dioxide Gas |  | Fumigation | CFU | 10000000 |  |  | 929 | cm^2 | 0.0929 | m^2 |  |  | 19 | 326 | ppm |  |  | 4 | 29.9 | 5 | 76.6 | ceiling tile | steady-state conditions | 240 |  |  | -0.23062 | Lsurv |  |  |  |  | 5.6021 | 3 | [10 empty] | ceiling tile |  | /cm^2 | 326 |  |  |  | 5.6021
USEPA 2014 Decontamition of a Mock Office Using Chlorine Dioxide Gas |  | Fumigation | CFU | 10000000 |  |  | 929 | cm^2 | 0.0929 | m^2 |  |  | 19 | 326 | ppm |  |  | 4 | 29.9 | 5 | 76.6 | office carpet | steady-state conditions | 240 |  |  | 1.2648 | Lsurv |  |  |  |  | 5.6454 | 5 | [10 empty] | carpet |  | /cm^2 | 326 |  |  |  | 5.6454
USEPA 2014 Decontamition of a Mock Office Using Chlorine Dioxide Gas |  | Fumigation | CFU | 10000000 |  |  | 929 | cm^2 | 0.0929 | m^2 |  |  | 19 | 326 | ppm |  |  | 4 | 29.9 | 5 | 76.6 | desk top | steady-state conditions | 240 |  |  | 1.1239 | Lsurv |  |  |  |  | 6.659 | 2 | [12 empty] | /cm^2 | 326 |  |  |  | 6.659
USEPA 2014 Decontamition of a Mock Office Using Chlorine Dioxide Gas |  | Fumigation | CFU | 10000000 |  |  | 929 | cm^2 | 0.0929 | m^2 |  |  | 19 | 326 | ppm |  |  | 4 | 29.9 | 5 | 76.6 | painted office drywall | steady-state conditions | 240 |  |  | -0.19111 | Lsurv |  |  |  |  | 5.9165 | 5 | [10 empty] | wallboard |  | /cm^2 | 326 |  |  |  | 5.9165
USEPA 2014 Decontamition of a Mock Office Using Chlorine Dioxide Gas |  | Fumigation | CFU | 10000000 |  |  | 1022 | cm^2 | 0.1022 | m^2 |  |  | 19 | 326 | ppm |  |  | 4 | 29.9 | 5 | 76.6 | filing cabinet | steady-state conditions | 240 |  |  | -0.20901 | Lsurv |  |  |  |  | 6.4183 | 1 | [12 empty] | /cm^2 | 326 |  |  |  | 6.4183
USEPA 2014 Decontamition of a Mock Office Using Chlorine Dioxide Gas |  | Fumigation | CFU | 10000000 |  |  | 929 | cm^2 | 0.0929 | m^2 |  |  | 19 | 326 | ppm |  |  | 4 | 29.9 | 5 | 76.6 | office air | steady-state conditions | 240 |  |  | -1.9788 | Lsurv |  |  |  |  | 0.22272 | 5 | [12 empty] | /cm^2 | 326 |  |  |  | 0.22272
USEPA 2014 Decontamition of a Mock Office Using Chlorine Dioxide Gas |  | Fumigation | CFU | 10000000 |  |  | 97 | cm^2 | 0.0097 | m^2 |  |  | 27 | 327 | ppm |  |  | 4 | 25.6 | 5 | 75.3 | paper catalog | steady-state conditions | 1440 |  |  | 0.76492 | Lsurv |  |  |  |  | 5.9868 | 1 | [10 empty] | other porous |  | /cm^2 | 327 |  |  |  | 5.9868
USEPA 2014 Decontamition of a Mock Office Using Chlorine Dioxide Gas |  | Fumigation | CFU | 10000000 |  |  | 564 | cm^2 | 0.0564 | m^2 |  |  | 27 | 327 | ppm |  |  | 4 | 25.6 | 5 | 75.3 | keyboard | steady-state conditions | 1440 |  |  | 2.1703 | Lsurv |  |  |  |  | 6.1461 | 1 | [12 empty] | /cm^2 | 327 |  |  |  | 6.1461
USEPA 2014 Decontamition of a Mock Office Using Chlorine Dioxide Gas |  | Fumigation | CFU | 10000000 |  |  | 465 | cm^2 | 0.0465 | m^2 |  |  | 27 | 327 | ppm |  |  | 4 | 25.6 | 5 | 75.3 | chair back | steady-state conditions | 1440 |  |  | 0.66558 | Lsurv |  |  |  |  | 6.3802 | 2 | [12 empty] | /cm^2 | 327 |  |  |  | 6.3802
USEPA 2014 Decontamition of a Mock Office Using Chlorine Dioxide Gas |  | Fumigation | CFU | 10000000 |  |  | 465 | cm^2 | 0.0465 | m^2 |  |  | 27 | 327 | ppm |  |  | 4 | 25.6 | 5 | 75.3 | chair seat | steady-state conditions | 1440 |  |  | 0.91009 | Lsurv |  |  |  |  | 6.9122 | 2 | [12 empty] | /cm^2 | 327 |  |  |  | 6.9122
USEPA 2014 Decontamition of a Mock Office Using Chlorine Dioxide Gas |  | Fumigation | CFU | 10000000 |  |  | 929 | cm^2 | 0.0929 | m^2 |  |  | 27 | 327 | ppm |  |  | 4 | 25.6 | 5 | 75.3 | pin cushion screen | steady-state conditions | 1440 |  |  | -0.21753 | Lsurv |  |  |  |  | 6.5038 | 3 | [10 empty] | other porous |  | /cm^2 | 327 |  |  |  | 6.5038
USEPA 2014 Decontamition of a Mock Office Using Chlorine Dioxide Gas |  | Fumigation | CFU | 10000000 |  |  | 929 | cm^2 | 0.0929 | m^2 |  |  | 27 | 327 | ppm |  |  | 4 | 25.6 | 5 | 75.3 | ceiling tile | steady-state conditions | 1440 |  |  | 0.57287 | Lsurv |  |  |  |  | 5.3345 | 3 | [10 empty] | ceiling tile |  | /cm^2 | 327 |  |  |  | 5.3345
USEPA 2014 Decontamition of a Mock Office Using Chlorine Dioxide Gas |  | Fumigation | CFU | 10000000 |  |  | 929 | cm^2 | 0.0929 | m^2 |  |  | 27 | 327 | ppm |  |  | 4 | 25.6 | 5 | 75.3 | office carpet | steady-state conditions | 1440 |  |  | 2.6375 | Lsurv |  |  |  |  | 6.7945 | 5 | [10 empty] | carpet |  | /cm^2 | 327 |  |  |  | 6.7945
USEPA 2014 Decontamition of a Mock Office Using Chlorine Dioxide Gas |  | Fumigation | CFU | 10000000 |  |  | 929 | cm^2 | 0.0929 | m^2 |  |  | 27 | 327 | ppm |  |  | 4 | 25.6 | 5 | 75.3 | desk top | steady-state conditions | 1440 |  |  | 3.0492 | Lsurv |  |  |  |  | 7.4742 | 2 | [12 empty] | /cm^2 | 327 |  |  |  | 7.4742
USEPA 2014 Decontamition of a Mock Office Using Chlorine Dioxide Gas |  | Fumigation | CFU | 10000000 |  |  | 929 | cm^2 | 0.0929 | m^2 |  |  | 27 | 327 | ppm |  |  | 4 | 25.6 | 5 | 75.3 | painted office drywall | steady-state conditions | 1440 |  |  | -0.22475 | Lsurv |  |  |  |  | 7.1038 | 5 | [10 empty] | wallboard |  | /cm^2 | 327 |  |  |  | 7.1038
USEPA 2014 Decontamition of a Mock Office Using Chlorine Dioxide Gas |  | Fumigation | CFU | 10000000 |  |  | 1022 | cm^2 | 0.1022 | m^2 |  |  | 27 | 327 | ppm |  |  | 4 | 25.6 | 5 | 75.3 | filing cabinet | steady-state conditions | 1440 |  |  | 2.902 | Lsurv |  |  |  |  | 7.6794 | 1 | [12 empty] | /cm^2 | 327 |  |  |  | 7.6794
USEPA 2014 Decontamition of a Mock Office Using Chlorine Dioxide Gas |  | Fumigation | CFU | 10000000 |  |  | 929 | cm^2 | 0.0929 | m^2 |  |  | 27 | 327 | ppm |  |  | 4 | 25.6 | 5 | 75.3 | office air | steady-state conditions | 1440 |  |  | -1.5302 | Lsurv |  |  |  |  | 1.7789 | 5 | [12 empty] | /cm^2 | 327 |  |  |  | 1.7789
USEPA 2014 Decontamition of a Mock Office Using Chlorine Dioxide Gas |  | Fumigation | CFU | 10000000 |  |  | 97 | cm^2 | 0.0097 | m^2 |  |  | 157 | 703 | ppm |  |  | 4 | 25.2 | 5 | 75.7 | paper catalog | steady-state conditions | 720 |  |  | 1.0645 | Lsurv |  |  |  |  | 6.7649 | 1 | [10 empty] | other porous |  | /cm^2 | 703 |  |  |  | 6.7649
USEPA 2014 Decontamition of a Mock Office Using Chlorine Dioxide Gas |  | Fumigation | CFU | 10000000 |  |  | 564 | cm^2 | 0.0564 | m^2 |  |  | 157 | 703 | ppm |  |  | 4 | 25.2 | 5 | 75.7 | keyboard | steady-state conditions | 720 |  |  | 1.2878 | Lsurv |  |  |  |  | 6.5866 | 1 | [12 empty] | /cm^2 | 703 |  |  |  | 6.5866
USEPA 2014 Decontamition of a Mock Office Using Chlorine Dioxide Gas |  | Fumigation | CFU | 10000000 |  |  | 465 | cm^2 | 0.0465 | m^2 |  |  | 157 | 703 | ppm |  |  | 4 | 25.2 | 5 | 75.7 | chair back | steady-state conditions | 720 |  |  | 0.36549 | Lsurv |  |  |  |  | 6.0607 | 2 | [12 empty] | /cm^2 | 703 |  |  |  | 6.0607
USEPA 2014 Decontamition of a Mock Office Using Chlorine Dioxide Gas |  | Fumigation | CFU | 10000000 |  |  | 465 | cm^2 | 0.0465 | m^2 |  |  | 157 | 703 | ppm |  |  | 4 | 25.2 | 5 | 75.7 | chair seat | steady-state conditions | 720 |  |  | 0.46389 | Lsurv |  |  |  |  | 6.8202 | 2 | [12 empty] | /cm^2 | 703 |  |  |  | 6.8202
USEPA 2014 Decontamition of a Mock Office Using Chlorine Dioxide Gas |  | Fumigation | CFU | 10000000 |  |  | 929 | cm^2 | 0.0929 | m^2 |  |  | 157 | 703 | ppm |  |  | 4 | 25.2 | 5 | 75.7 | pin cushion screen | steady-state conditions | 720 |  |  | -0.22915 | Lsurv |  |  |  |  | 6.4216 | 3 | [10 empty] | other porous |  | /cm^2 | 703 |  |  |  | 6.4216
USEPA 2014 Decontamition of a Mock Office Using Chlorine Dioxide Gas |  | Fumigation | CFU | 10000000 |  |  | 929 | cm^2 | 0.0929 | m^2 |  |  | 157 | 703 | ppm |  |  | 4 | 25.2 | 5 | 75.7 | ceiling tile | steady-state conditions | 720 |  |  | 0.15229 | Lsurv |  |  |  |  | 5.5185 | 3 | [10 empty] | ceiling tile |  | /cm^2 | 703 |  |  |  | 5.5185
USEPA 2014 Decontamition of a Mock Office Using Chlorine Dioxide Gas |  | Fumigation | CFU | 10000000 |  |  | 929 | cm^2 | 0.0929 | m^2 |  |  | 157 | 703 | ppm |  |  | 4 | 25.2 | 5 | 75.7 | office carpet | steady-state conditions | 720 |  |  | 1.3464 | Lsurv |  |  |  |  | 7.0128 | 5 | [10 empty] | carpet |  | /cm^2 | 703 |  |  |  | 7.0128
USEPA 2014 Decontamition of a Mock Office Using Chlorine Dioxide Gas |  | Fumigation | CFU | 10000000 |  |  | 929 | cm^2 | 0.0929 | m^2 |  |  | 157 | 703 | ppm |  |  | 4 | 25.2 | 5 | 75.7 | desk top | steady-state conditions | 720 |  |  | 1.6902 | Lsurv |  |  |  |  | 7.4378 | 2 | [12 empty] | /cm^2 | 703 |  |  |  | 7.4378
USEPA 2014 Decontamition of a Mock Office Using Chlorine Dioxide Gas |  | Fumigation | CFU | 10000000 |  |  | 929 | cm^2 | 0.0929 | m^2 |  |  | 157 | 703 | ppm |  |  | 4 | 25.2 | 5 | 75.7 | painted office drywall | steady-state conditions | 720 |  |  | -0.20066 | Lsurv |  |  |  |  | 6.1931 | 5 | [10 empty] | wallboard |  | /cm^2 | 703 |  |  |  | 6.1931
USEPA 2014 Decontamition of a Mock Office Using Chlorine Dioxide Gas |  | Fumigation | CFU | 10000000 |  |  | 1022 | cm^2 | 0.1022 | m^2 |  |  | 157 | 703 | ppm |  |  | 4 | 25.2 | 5 | 75.7 | filing cabinet | steady-state conditions | 720 |  |  | 0.66652 | Lsurv |  |  |  |  | 7.2601 | 1 | [12 empty] | /cm^2 | 703 |  |  |  | 7.2601
USEPA 2014 Decontamition of a Mock Office Using Chlorine Dioxide Gas |  | Fumigation | CFU | 10000000 |  |  | 929 | cm^2 | 0.0929 | m^2 |  |  | 157 | 703 | ppm |  |  | 4 | 25.2 | 5 | 75.7 | office air | steady-state conditions | 720 |  |  | -1.9626 | Lsurv |  |  |  |  | 1.1644 | 5 | [12 empty] | /cm^2 | 703 |  |  |  | 1.1644
USEPA 2014 Decontamition of a Mock Office Using Chlorine Dioxide Gas |  | Fumigation | CFU | 10000000 |  |  | 97 | cm^2 | 0.0097 | m^2 |  |  | 59 | 943 | ppm |  |  | 4 | 23.8 | 5 | 78.2 | paper catalog | steady-state conditions | 540 |  |  | 2.1584 | Lsurv |  |  |  |  | 6.4955 | 1 | [10 empty] | other porous |  | /cm^2 | 943 |  |  |  | 6.4955
USEPA 2014 Decontamition of a Mock Office Using Chlorine Dioxide Gas |  | Fumigation | CFU | 10000000 |  |  | 564 | cm^2 | 0.0564 | m^2 |  |  | 59 | 943 | ppm |  |  | 4 | 23.8 | 5 | 78.2 | keyboard | steady-state conditions | 540 |  |  | 1.5172 | Lsurv |  |  |  |  | 7.3579 | 1 | [12 empty] | /cm^2 | 943 |  |  |  | 7.3579
USEPA 2014 Decontamition of a Mock Office Using Chlorine Dioxide Gas |  | Fumigation | CFU | 10000000 |  |  | 465 | cm^2 | 0.0465 | m^2 |  |  | 59 | 943 | ppm |  |  | 4 | 23.8 | 5 | 78.2 | chair back | steady-state conditions | 540 |  |  | 1.301 | Lsurv |  |  |  |  | 6.9786 | 2 | [12 empty] | /cm^2 | 943 |  |  |  | 6.9786
USEPA 2014 Decontamition of a Mock Office Using Chlorine Dioxide Gas |  | Fumigation | CFU | 10000000 |  |  | 465 | cm^2 | 0.0465 | m^2 |  |  | 59 | 943 | ppm |  |  | 4 | 23.8 | 5 | 78.2 | chair seat | steady-state conditions | 540 |  |  | 1.9031 | Lsurv |  |  |  |  | 7.5563 | 2 | [12 empty] | /cm^2 | 943 |  |  |  | 7.5563
USEPA 2014 Decontamition of a Mock Office Using Chlorine Dioxide Gas |  | Fumigation | CFU | 10000000 |  |  | 929 | cm^2 | 0.0929 | m^2 |  |  | 59 | 943 | ppm |  |  | 4 | 23.8 | 5 | 78.2 | pin cushion screen | steady-state conditions | 540 |  |  | 1 | Lsurv |  |  |  |  | 7.2279 | 3 | [10 empty] | other porous |  | /cm^2 | 943 |  |  |  | 7.2279
USEPA 2014 Decontamition of a Mock Office Using Chlorine Dioxide Gas |  | Fumigation | CFU | 10000000 |  |  | 929 | cm^2 | 0.0929 | m^2 |  |  | 59 | 943 | ppm |  |  | 4 | 23.8 | 5 | 78.2 | ceiling tile | steady-state conditions | 540 |  |  | 1 | Lsurv |  |  |  |  | 6.6117 | 3 | [10 empty] | ceiling tile |  | /cm^2 | 943 |  |  |  | 6.6117
USEPA 2014 Decontamition of a Mock Office Using Chlorine Dioxide Gas |  | Fumigation | CFU | 10000000 |  |  | 929 | cm^2 | 0.0929 | m^2 |  |  | 59 | 943 | ppm |  |  | 4 | 23.8 | 5 | 78.2 | office carpet | steady-state conditions | 540 |  |  | 1.699 | Lsurv |  |  |  |  | 7.5011 | 5 | [10 empty] | carpet |  | /cm^2 | 943 |  |  |  | 7.5011
USEPA 2014 Decontamition of a Mock Office Using Chlorine Dioxide Gas |  | Fumigation | CFU | 10000000 |  |  | 929 | cm^2 | 0.0929 | m^2 |  |  | 59 | 943 | ppm |  |  | 4 | 23.8 | 5 | 78.2 | desk top | steady-state conditions | 540 |  |  | 1.7348 | Lsurv |  |  |  |  | 7.6435 | 2 | [12 empty] | /cm^2 | 943 |  |  |  | 7.6435
USEPA 2014 Decontamition of a Mock Office Using Chlorine Dioxide Gas |  | Fumigation | CFU | 10000000 |  |  | 929 | cm^2 | 0.0929 | m^2 |  |  | 59 | 943 | ppm |  |  | 4 | 23.8 | 5 | 78.2 | painted office drywall | steady-state conditions | 540 |  |  | -0.14997 | Lsurv |  |  |  |  | 7.2122 | 5 | [10 empty] | wallboard |  | /cm^2 | 943 |  |  |  | 7.2122
USEPA 2014 Decontamition of a Mock Office Using Chlorine Dioxide Gas |  | Fumigation | CFU | 10000000 |  |  | 1022 | cm^2 | 0.1022 | m^2 |  |  | 59 | 943 | ppm |  |  | 4 | 23.8 | 5 | 78.2 | filing cabinet | steady-state conditions | 540 |  |  | 1.0934 | Lsurv |  |  |  |  | 7.5079 | 1 | [12 empty] | /cm^2 | 943 |  |  |  | 7.5079
USEPA 2014 Decontamition of a Mock Office Using Chlorine Dioxide Gas |  | Fumigation | CFU | 10000000 |  |  | 929 | cm^2 | 0.0929 | m^2 |  |  | 59 | 943 | ppm |  |  | 4 | 23.8 | 5 | 78.2 | office air | steady-state conditions | 540 |  |  | -1.3625 | Lsurv |  |  |  |  | 1.5786 | 5 | [12 empty] | /cm^2 | 943 |  |  |  | 1.5786
USEPA 2014 Decontamition of a Mock Office Using Chlorine Dioxide Gas |  | Fumigation | CFU | 10000000 |  |  | 97 | cm^2 | 0.0097 | m^2 |  |  | 35 | 1021 | ppm |  |  | 4 | 23.3 | 5 | 75.2 | paper catalog | steady-state conditions | 720 |  |  | 2.2648 | Lsurv |  |  |  |  | 6.5563 | 1 | [10 empty] | other porous |  | /cm^2 | 1021 |  |  |  | 6.5563
USEPA 2014 Decontamition of a Mock Office Using Chlorine Dioxide Gas |  | Fumigation | CFU | 10000000 |  |  | 564 | cm^2 | 0.0564 | m^2 |  |  | 35 | 1021 | ppm |  |  | 4 | 23.3 | 5 | 75.2 | keyboard | steady-state conditions | 720 |  |  | 0.3032 | Lsurv |  |  |  |  | 6.0212 | 1 | [12 empty] | /cm^2 | 1021 |  |  |  | 6.0212
USEPA 2014 Decontamition of a Mock Office Using Chlorine Dioxide Gas |  | Fumigation | CFU | 10000000 |  |  | 465 | cm^2 | 0.0465 | m^2 |  |  | 35 | 1021 | ppm |  |  | 4 | 23.3 | 5 | 75.2 | chair back | steady-state conditions | 720 |  |  | 0.08636 | Lsurv |  |  |  |  | 6.4594 | 2 | [12 empty] | /cm^2 | 1021 |  |  |  | 6.4594
USEPA 2014 Decontamition of a Mock Office Using Chlorine Dioxide Gas |  | Fumigation | CFU | 10000000 |  |  | 465 | cm^2 | 0.0465 | m^2 |  |  | 35 | 1021 | ppm |  |  | 4 | 23.3 | 5 | 75.2 | chair seat | steady-state conditions | 720 |  |  | 0.08636 | Lsurv |  |  |  |  | 6.3483 | 2 | [12 empty] | /cm^2 | 1021 |  |  |  | 6.3483
USEPA 2014 Decontamition of a Mock Office Using Chlorine Dioxide Gas |  | Fumigation | CFU | 10000000 |  |  | 929 | cm^2 | 0.0929 | m^2 |  |  | 35 | 1021 | ppm |  |  | 4 | 23.3 | 5 | 75.2 | pin cushion screen | steady-state conditions | 720 |  |  | -0.08197 | Lsurv |  |  |  |  | 6.3385 | 3 | [10 empty] | other porous |  | /cm^2 | 1021 |  |  |  | 6.3385
USEPA 2014 Decontamition of a Mock Office Using Chlorine Dioxide Gas |  | Fumigation | CFU | 10000000 |  |  | 929 | cm^2 | 0.0929 | m^2 |  |  | 35 | 1021 | ppm |  |  | 4 | 23.3 | 5 | 75.2 | ceiling tile | steady-state conditions | 720 |  |  | 1 | Lsurv |  |  |  |  | 6 | 3 | [10 empty] | ceiling tile |  | /cm^2 | 1021 |  |  |  | 6
USEPA 2014 Decontamition of a Mock Office Using Chlorine Dioxide Gas |  | Fumigation | CFU | 10000000 |  |  | 929 | cm^2 | 0.0929 | m^2 |  |  | 35 | 1021 | ppm |  |  | 4 | 23.3 | 5 | 75.2 | office carpet | steady-state conditions | 720 |  |  | 1 | Lsurv |  |  |  |  | 6.8716 | 5 | [10 empty] | carpet |  | /cm^2 | 1021 |  |  |  | 6.8716
USEPA 2014 Decontamition of a Mock Office Using Chlorine Dioxide Gas |  | Fumigation | CFU | 10000000 |  |  | 929 | cm^2 | 0.0929 | m^2 |  |  | 35 | 1021 | ppm |  |  | 4 | 23.3 | 5 | 75.2 | desk top | steady-state conditions | 720 |  |  | 1.8149 | Lsurv |  |  |  |  | 7.5623 | 2 | [12 empty] | /cm^2 | 1021 |  |  |  | 7.5623
USEPA 2014 Decontamition of a Mock Office Using Chlorine Dioxide Gas |  | Fumigation | CFU | 10000000 |  |  | 929 | cm^2 | 0.0929 | m^2 |  |  | 35 | 1021 | ppm |  |  | 4 | 23.3 | 5 | 75.2 | painted office drywall | steady-state conditions | 720 |  |  | -0.25026 | Lsurv |  |  |  |  | 6.42 | 5 | [10 empty] | wallboard |  | /cm^2 | 1021 |  |  |  | 6.42
USEPA 2014 Decontamition of a Mock Office Using Chlorine Dioxide Gas |  | Fumigation | CFU | 10000000 |  |  | 1022 | cm^2 | 0.1022 | m^2 |  |  | 35 | 1021 | ppm |  |  | 4 | 23.3 | 5 | 75.2 | filing cabinet | steady-state conditions | 720 |  |  | 0.79099 | Lsurv |  |  |  |  | 7.2601 | 1 | [12 empty] | /cm^2 | 1021 |  |  |  | 7.2601
USEPA 2014 Decontamition of a Mock Office Using Chlorine Dioxide Gas |  | Fumigation | CFU | 10000000 |  |  | 929 | cm^2 | 0.0929 | m^2 |  |  | 35 | 1021 | ppm |  |  | 4 | 23.3 | 5 | 75.2 | office air | steady-state conditions | 720 |  |  | -2.8416 | Lsurv |  |  |  |  | 1.3404 | 5 | [12 empty] | /cm^2 | 1021 |  |  |  | 1.3404
USEPA 2014 Decontamition of a Mock Office Using Chlorine Dioxide Gas |  | Fumigation | CFU | 10000000 |  |  | 97 | cm^2 | 0.0097 | m^2 |  |  | 310 | 956 | ppm |  |  | 4 | 28.7 | 5 | 87.8 | paper catalog | steady-state conditions | 360 | 1 |  | 2.238 | Lsurv |  |  |  |  | 6.6335 | 1 | [10 empty] | other porous |  | /cm^2 | 956 |  |  |  | 6.6335
USEPA 2014 Decontamition of a Mock Office Using Chlorine Dioxide Gas |  | Fumigation | CFU | 10000000 |  |  | 564 | cm^2 | 0.0564 | m^2 |  |  | 310 | 956 | ppm |  |  | 4 | 28.7 | 5 | 87.8 | keyboard | steady-state conditions | 360 | 1 |  | 0.29226 | Lsurv |  |  |  |  | 6.5888 | 1 | [12 empty] | /cm^2 | 956 |  |  |  | 6.5888
USEPA 2014 Decontamition of a Mock Office Using Chlorine Dioxide Gas |  | Fumigation | CFU | 10000000 |  |  | 465 | cm^2 | 0.0465 | m^2 |  |  | 310 | 956 | ppm |  |  | 4 | 28.7 | 5 | 87.8 | chair back | steady-state conditions | 360 | 1 |  | 1.301 | Lsurv |  |  |  |  | 6.6304 | 2 | [12 empty] | /cm^2 | 956 |  |  |  | 6.6304
USEPA 2014 Decontamition of a Mock Office Using Chlorine Dioxide Gas |  | Fumigation | CFU | 10000000 |  |  | 465 | cm^2 | 0.0465 | m^2 |  |  | 310 | 956 | ppm |  |  | 4 | 28.7 | 5 | 87.8 | chair seat | steady-state conditions | 360 | 1 |  | 1.301 | Lsurv |  |  |  |  | 7.3324 | 2 | [12 empty] | /cm^2 | 956 |  |  |  | 7.3324
USEPA 2014 Decontamition of a Mock Office Using Chlorine Dioxide Gas |  | Fumigation | CFU | 10000000 |  |  | 929 | cm^2 | 0.0929 | m^2 |  |  | 310 | 956 | ppm |  |  | 4 | 28.7 | 5 | 87.8 | pin cushion screen | steady-state conditions | 360 | 1 |  | 1 | Lsurv |  |  |  |  | 6.98 | 3 | [10 empty] | other porous |  | /cm^2 | 956 |  |  |  | 6.98
USEPA 2014 Decontamition of a Mock Office Using Chlorine Dioxide Gas |  | Fumigation | CFU | 10000000 |  |  | 929 | cm^2 | 0.0929 | m^2 |  |  | 310 | 956 | ppm |  |  | 4 | 28.7 | 5 | 87.8 | ceiling tile | steady-state conditions | 360 | 1 |  | 1 | Lsurv |  |  |  |  | 6.2967 | 3 | [10 empty] | ceiling tile |  | /cm^2 | 956 |  |  |  | 6.2967
USEPA 2014 Decontamition of a Mock Office Using Chlorine Dioxide Gas |  | Fumigation | CFU | 10000000 |  |  | 929 | cm^2 | 0.0929 | m^2 |  |  | 310 | 956 | ppm |  |  | 4 | 28.7 | 5 | 87.8 | office carpet | steady-state conditions | 360 | 1 |  | 1.2041 | Lsurv |  |  |  |  | 7.0294 | 5 | [10 empty] | carpet |  | /cm^2 | 956 |  |  |  | 7.0294
USEPA 2014 Decontamition of a Mock Office Using Chlorine Dioxide Gas |  | Fumigation | CFU | 10000000 |  |  | 929 | cm^2 | 0.0929 | m^2 |  |  | 310 | 956 | ppm |  |  | 4 | 28.7 | 5 | 87.8 | desk top | steady-state conditions | 360 | 1 |  | 2.3075 | Lsurv |  |  |  |  | 7.9227 | 2 | [12 empty] | /cm^2 | 956 |  |  |  | 7.9227
USEPA 2014 Decontamition of a Mock Office Using Chlorine Dioxide Gas |  | Fumigation | CFU | 10000000 |  |  | 929 | cm^2 | 0.0929 | m^2 |  |  | 310 | 956 | ppm |  |  | 4 | 28.7 | 5 | 87.8 | painted office drywall | steady-state conditions | 360 | 1 |  | -0.16622 | Lsurv |  |  |  |  | 6.975 | 5 | [10 empty] | wallboard |  | /cm^2 | 956 |  |  |  | 6.975
USEPA 2014 Decontamition of a Mock Office Using Chlorine Dioxide Gas |  | Fumigation | CFU | 10000000 |  |  | 1022 | cm^2 | 0.1022 | m^2 |  |  | 310 | 956 | ppm |  |  | 4 | 28.7 | 5 | 87.8 | filing cabinet | steady-state conditions | 360 | 1 |  | -0.28819 | Lsurv |  |  |  |  | 7.6839 | 1 | [12 empty] | /cm^2 | 956 |  |  |  | 7.6839
USEPA 2014 Decontamition of a Mock Office Using Chlorine Dioxide Gas |  | Fumigation | CFU | 10000000 |  |  | 929 | cm^2 | 0.0929 | m^2 |  |  | 310 | 956 | ppm |  |  | 4 | 28.7 | 5 | 87.8 | office air | steady-state conditions | 360 | 1 |  | -1.9788 | Lsurv |  |  |  |  | 1.5502 | 5 | [12 empty] | /cm^2 | 956 |  |  |  | 1.5502
USEPA 2014 Decontamition of a Mock Office Using Chlorine Dioxide Gas |  | Fumigation | CFU | 10000000 |  |  | 97 | cm^2 | 0.0097 | m^2 |  |  | 177 | 2567 | ppm |  |  | 4 | 24.2 | 5 | 75.4 | paper catalog | steady-state conditions | 720 | 1 |  | 2.2833 | Lsurv |  |  |  |  | 6.5988 | 1 | [10 empty] | other porous |  | /cm^2 | 2567 |  |  |  | 6.5988
USEPA 2014 Decontamition of a Mock Office Using Chlorine Dioxide Gas |  | Fumigation | CFU | 10000000 |  |  | 564 | cm^2 | 0.0564 | m^2 |  |  | 177 | 2567 | ppm |  |  | 4 | 24.2 | 5 | 75.4 | keyboard | steady-state conditions | 720 | 1 |  | 1.2175 | Lsurv |  |  |  |  | 6.8921 | 1 | [12 empty] | /cm^2 | 2567 |  |  |  | 6.8921
USEPA 2014 Decontamition of a Mock Office Using Chlorine Dioxide Gas |  | Fumigation | CFU | 10000000 |  |  | 465 | cm^2 | 0.0465 | m^2 |  |  | 177 | 2567 | ppm |  |  | 4 | 24.2 | 5 | 75.4 | chair back | steady-state conditions | 720 | 1 |  | 1.301 | Lsurv |  |  |  |  | 6.902 | 2 | [12 empty] | /cm^2 | 2567 |  |  |  | 6.902
USEPA 2014 Decontamition of a Mock Office Using Chlorine Dioxide Gas |  | Fumigation | CFU | 10000000 |  |  | 465 | cm^2 | 0.0465 | m^2 |  |  | 177 | 2567 | ppm |  |  | 4 | 24.2 | 5 | 75.4 | chair seat | steady-state conditions | 720 | 1 |  | 1.301 | Lsurv |  |  |  |  | 6.5502 | 2 | [12 empty] | /cm^2 | 2567 |  |  |  | 6.5502
USEPA 2014 Decontamition of a Mock Office Using Chlorine Dioxide Gas |  | Fumigation | CFU | 10000000 |  |  | 929 | cm^2 | 0.0929 | m^2 |  |  | 177 | 2567 | ppm |  |  | 4 | 24.2 | 5 | 75.4 | pin cushion screen | steady-state conditions | 720 | 1 |  | 1 | Lsurv |  |  |  |  | 6.7308 | 3 | [10 empty] | other porous |  | /cm^2 | 2567 |  |  |  | 6.7308
USEPA 2014 Decontamition of a Mock Office Using Chlorine Dioxide Gas |  | Fumigation | CFU | 10000000 |  |  | 929 | cm^2 | 0.0929 | m^2 |  |  | 177 | 2567 | ppm |  |  | 4 | 24.2 | 5 | 75.4 | ceiling tile | steady-state conditions | 720 | 1 |  | 1 | Lsurv |  |  |  |  | 5.9934 | 3 | [10 empty] | ceiling tile |  | /cm^2 | 2567 |  |  |  | 5.9934
USEPA 2014 Decontamition of a Mock Office Using Chlorine Dioxide Gas |  | Fumigation | CFU | 10000000 |  |  | 929 | cm^2 | 0.0929 | m^2 |  |  | 177 | 2567 | ppm |  |  | 4 | 24.2 | 5 | 75.4 | office carpet | steady-state conditions | 720 | 1 |  | 1 | Lsurv |  |  |  |  | 7.0934 | 5 | [10 empty] | carpet |  | /cm^2 | 2567 |  |  |  | 7.0934
USEPA 2014 Decontamition of a Mock Office Using Chlorine Dioxide Gas |  | Fumigation | CFU | 10000000 |  |  | 929 | cm^2 | 0.0929 | m^2 |  |  | 177 | 2567 | ppm |  |  | 4 | 24.2 | 5 | 75.4 | desk top | steady-state conditions | 720 | 1 |  | 1 | Lsurv |  |  |  |  | 8.0414 | 2 | [12 empty] | /cm^2 | 2567 |  |  |  | 8.0414
USEPA 2014 Decontamition of a Mock Office Using Chlorine Dioxide Gas |  | Fumigation | CFU | 10000000 |  |  | 929 | cm^2 | 0.0929 | m^2 |  |  | 177 | 2567 | ppm |  |  | 4 | 24.2 | 5 | 75.4 | painted office drywall | steady-state conditions | 720 | 1 |  | 1 | Lsurv |  |  |  |  | 7.1673 | 5 | [10 empty] | wallboard |  | /cm^2 | 2567 |  |  |  | 7.1673
USEPA 2014 Decontamition of a Mock Office Using Chlorine Dioxide Gas |  | Fumigation | CFU | 10000000 |  |  | 1022 | cm^2 | 0.1022 | m^2 |  |  | 177 | 2567 | ppm |  |  | 4 | 24.2 | 5 | 75.4 | filing cabinet | steady-state conditions | 720 | 1 |  | 0.96755 | Lsurv |  |  |  |  | 6.2405 | 1 | [12 empty] | /cm^2 | 2567 |  |  |  | 6.2405
USEPA 2014 Decontamition of a Mock Office Using Chlorine Dioxide Gas |  | Fumigation | CFU | 10000000 |  |  | 929 | cm^2 | 0.0929 | m^2 |  |  | 177 | 2567 | ppm |  |  | 4 | 24.2 | 5 | 75.4 | office air | steady-state conditions | 720 | 1 |  | -2.2306 | Lsurv |  |  |  |  | 1.433 | 5 | [12 empty] | /cm^2 | 2567 |  |  |  | 1.433
USEPA 2014 Decontamition of a Mock Office Using Chlorine Dioxide Gas |  | Fumigation | CFU | 10000000 |  |  | 97 | cm^2 | 0.0097 | m^2 |  |  | 26 | 198 | ppm |  |  | 4 | 21.5 | 5 | 76.7 | paper catalog | steady-state conditions | 720 | 1 |  | 1.0531 | Lsurv |  |  |  |  | 5.896 | 1 | [10 empty] | other porous |  | /cm^2 | 198 |  |  |  | 5.896
USEPA 2014 Decontamition of a Mock Office Using Chlorine Dioxide Gas |  | Fumigation | CFU | 10000000 |  |  | 564 | cm^2 | 0.0564 | m^2 |  |  | 26 | 198 | ppm |  |  | 4 | 21.5 | 5 | 76.7 | keyboard | steady-state conditions | 720 | 1 |  | -0.0013048 | Lsurv |  |  |  |  | 6.3139 | 1 | [12 empty] | /cm^2 | 198 |  |  |  | 6.3139
USEPA 2014 Decontamition of a Mock Office Using Chlorine Dioxide Gas |  | Fumigation | CFU | 10000000 |  |  | 465 | cm^2 | 0.0465 | m^2 |  |  | 26 | 198 | ppm |  |  | 4 | 21.5 | 5 | 76.7 | chair back | steady-state conditions | 720 | 1 |  | 0.17609 | Lsurv |  |  |  |  | 5.238 | 2 | [12 empty] | /cm^2 | 198 |  |  |  | 5.238
USEPA 2014 Decontamition of a Mock Office Using Chlorine Dioxide Gas |  | Fumigation | CFU | 10000000 |  |  | 465 | cm^2 | 0.0465 | m^2 |  |  | 26 | 198 | ppm |  |  | 4 | 21.5 | 5 | 76.7 | chair seat | steady-state conditions | 720 | 1 |  | 0.1271 | Lsurv |  |  |  |  | 5.8021 | 2 | [12 empty] | /cm^2 | 198 |  |  |  | 5.8021
USEPA 2014 Decontamition of a Mock Office Using Chlorine Dioxide Gas |  | Fumigation | CFU | 10000000 |  |  | 929 | cm^2 | 0.0929 | m^2 |  |  | 26 | 198 | ppm |  |  | 4 | 21.5 | 5 | 76.7 | pin cushion screen | steady-state conditions | 720 | 1 |  | 0.089905 | Lsurv |  |  |  |  | 5.7738 | 3 | [10 empty] | other porous |  | /cm^2 | 198 |  |  |  | 5.7738
USEPA 2014 Decontamition of a Mock Office Using Chlorine Dioxide Gas |  | Fumigation | CFU | 10000000 |  |  | 929 | cm^2 | 0.0929 | m^2 |  |  | 26 | 198 | ppm |  |  | 4 | 21.5 | 5 | 76.7 | ceiling tile | steady-state conditions | 720 | 1 |  | -0.22185 | Lsurv |  |  |  |  | 4.1106 | 3 | [10 empty] | ceiling tile |  | /cm^2 | 198 |  |  |  | 4.1106
USEPA 2014 Decontamition of a Mock Office Using Chlorine Dioxide Gas |  | Fumigation | CFU | 10000000 |  |  | 929 | cm^2 | 0.0929 | m^2 |  |  | 26 | 198 | ppm |  |  | 4 | 21.5 | 5 | 76.7 | office carpet | steady-state conditions | 720 | 1 |  | -0.21112 | Lsurv |  |  |  |  | 5.2923 | 5 | [10 empty] | carpet |  | /cm^2 | 198 |  |  |  | 5.2923
USEPA 2014 Decontamition of a Mock Office Using Chlorine Dioxide Gas |  | Fumigation | CFU | 10000000 |  |  | 929 | cm^2 | 0.0929 | m^2 |  |  | 26 | 198 | ppm |  |  | 4 | 21.5 | 5 | 76.7 | desk top | steady-state conditions | 720 | 1 |  | 1.0414 | Lsurv |  |  |  |  | 6.6646 | 2 | [12 empty] | /cm^2 | 198 |  |  |  | 6.6646
USEPA 2014 Decontamition of a Mock Office Using Chlorine Dioxide Gas |  | Fumigation | CFU | 10000000 |  |  | 929 | cm^2 | 0.0929 | m^2 |  |  | 26 | 198 | ppm |  |  | 4 | 21.5 | 5 | 76.7 | painted office drywall | steady-state conditions | 720 | 1 |  | -0.14509 | Lsurv |  |  |  |  | 5.8439 | 5 | [10 empty] | wallboard |  | /cm^2 | 198 |  |  |  | 5.8439
USEPA 2014 Decontamition of a Mock Office Using Chlorine Dioxide Gas |  | Fumigation | CFU | 10000000 |  |  | 1022 | cm^2 | 0.1022 | m^2 |  |  | 26 | 198 | ppm |  |  | 4 | 21.5 | 5 | 76.7 | filing cabinet | steady-state conditions | 720 | 1 |  | -0.19382 | Lsurv |  |  |  |  | 6.3655 | 1 | [12 empty] | /cm^2 | 198 |  |  |  | 6.3655
USEPA 2014 Decontamition of a Mock Office Using Chlorine Dioxide Gas |  | Fumigation | CFU | 10000000 |  |  | 929 | cm^2 | 0.0929 | m^2 |  |  | 26 | 198 | ppm |  |  | 4 | 21.5 | 5 | 76.7 | office air | steady-state conditions | 720 | 1 |  | -2.6696 | Lsurv |  |  |  |  | 0.5832 | 5 | [12 empty] | /cm^2 | 198 |  |  |  | 0.5832
USEPA 2014 Evaluation of Chlorine Dioxide Gas and Peracetic Acid Fog for the Decontamition of a Mock Heating, Ventilation, and Air Conditioning Duct System |  | Fumigation | CFU | 10000000 |  |  | 2.545 | cm^2 | 0.0002545 | m^2 |  |  | 204-215 | 200 | ppm |  |  |  | 25 | 74-76 | 75 | galvanized metal HVAC duct location A | steady-state conditions | 240 | 1 |  | 5.57 | LR | 0.63 | SD |  |  |  | 4 | no damage | [9 empty] | steel |  | /cm^2 | 200
USEPA 2014 Evaluation of Chlorine Dioxide Gas and Peracetic Acid Fog for the Decontamition of a Mock Heating, Ventilation, and Air Conditioning Duct System |  | Fumigation | CFU | 10000000 |  |  | 2.546 | cm^2 | 0.0002546 | m^2 |  |  | 204-215 | 200 | ppm |  |  |  | 25 | 74-76 | 75 | galvanized metal HVAC duct location B | steady-state conditions | 240 | 1 |  | 5.79 | LR | 0.17 | SD |  |  |  | 4 | no damage | [9 empty] | steel |  | /cm^2 | 200
USEPA 2014 Evaluation of Chlorine Dioxide Gas and Peracetic Acid Fog for the Decontamition of a Mock Heating, Ventilation, and Air Conditioning Duct System |  | Fumigation | CFU | 10000000 |  |  | 2.547 | cm^2 | 0.0002547 | m^2 |  |  | 204-215 | 200 | ppm |  |  |  | 25 | 74-76 | 75 | galvanized metal HVAC duct location C | steady-state conditions | 240 | 1 |  | 5.7 | LR | 0.2 | SD |  |  |  | 4 | no damage | [9 empty] | steel |  | /cm^2 | 200
USEPA 2014 Evaluation of Chlorine Dioxide Gas and Peracetic Acid Fog for the Decontamition of a Mock Heating, Ventilation, and Air Conditioning Duct System |  | Fumigation | CFU | 10000000 |  |  | 2.548 | cm^2 | 0.0002548 | m^2 |  |  | 204-215 | 200 | ppm |  |  |  | 25 | 74-76 | 75 | galvanized metal HVAC duct location D | steady-state conditions | 240 | 1 |  | 5.14 | LR | 1.26 | SD |  |  |  | 4 | no damage | [9 empty] | steel |  | /cm^2 | 200
USEPA 2014 Evaluation of Chlorine Dioxide Gas and Peracetic Acid Fog for the Decontamition of a Mock Heating, Ventilation, and Air Conditioning Duct System |  | Fumigation | CFU | 10000000 |  |  | 2.549 | cm^2 | 0.0002549 | m^2 |  |  | 204-215 | 200 | ppm |  |  |  | 25 | 74-76 | 75 | galvanized metal HVAC duct location E | steady-state conditions | 240 | 1 | ≥ | 5.88 | LR | [5 empty] | 4 | no damage | [9 empty] | steel |  | /cm^2 | 200 |  |  | 0 | 5.88
USEPA 2014 Evaluation of Chlorine Dioxide Gas and Peracetic Acid Fog for the Decontamition of a Mock Heating, Ventilation, and Air Conditioning Duct System |  | Fumigation | CFU | 10000000 |  |  | 2.55 | cm^2 | 0.000255 | m^2 |  |  | 204-215 | 200 | ppm |  |  |  | 25 | 74-76 | 75 | galvanized metal HVAC duct location F | steady-state conditions | 240 | 1 | ≥ | 5.88 | LR | [5 empty] | 4 | no damage | [9 empty] | steel |  | /cm^2 | 200 |  |  | 0 | 5.88
USEPA 2014 Evaluation of Chlorine Dioxide Gas and Peracetic Acid Fog for the Decontamition of a Mock Heating, Ventilation, and Air Conditioning Duct System |  | Fumigation | CFU | 10000000 |  |  | 2.551 | cm^2 | 0.0002551 | m^2 |  |  | 204-215 | 200 | ppm |  |  |  | 25 | 74-76 | 75 | galvanized metal HVAC duct location G | steady-state conditions | 240 | 1 | ≥ | 5.88 | LR | [5 empty] | 4 | no damage | [9 empty] | steel |  | /cm^2 | 200 |  |  | 0 | 5.88
USEPA 2014 Evaluation of Chlorine Dioxide Gas and Peracetic Acid Fog for the Decontamition of a Mock Heating, Ventilation, and Air Conditioning Duct System |  | Fumigation | CFU | 10000000 |  |  | 2.552 | cm^2 | 0.0002552 | m^2 |  |  | 204-215 | 200 | ppm |  |  |  | 25 | 74-76 | 75 | galvanized metal HVAC duct location H | steady-state conditions | 240 | 1 | ≥ | 5.88 | LR | [5 empty] | 4 | no damage | [9 empty] | steel |  | /cm^2 | 200 |  |  | 0 | 5.88
USEPA 2014 Evaluation of Chlorine Dioxide Gas and Peracetic Acid Fog for the Decontamition of a Mock Heating, Ventilation, and Air Conditioning Duct System |  | Fumigation | CFU | 10000000 |  |  | 2.553 | cm^2 | 0.0002553 | m^2 |  |  | 110-198 | 200 | ppm |  |  |  | 25 | 74-75 | 75 | galvanized metal HVAC duct location A | steady-state conditions | 480 | 1 | ≥ | 7.39 | LR | [5 empty] | 4 | no damage | [9 empty] | steel |  | /cm^2 | 200 |  |  | 0 | 7.39
USEPA 2014 Evaluation of Chlorine Dioxide Gas and Peracetic Acid Fog for the Decontamition of a Mock Heating, Ventilation, and Air Conditioning Duct System |  | Fumigation | CFU | 10000000 |  |  | 2.554 | cm^2 | 0.0002554 | m^2 |  |  | 110-198 | 200 | ppm |  |  |  | 25 | 74-75 | 75 | galvanized metal HVAC duct location B | steady-state conditions | 480 | 1 | ≥ | 7.4 | LR | [5 empty] | 4 | no damage | [9 empty] | steel |  | /cm^2 | 200 |  |  | 0 | 7.4
USEPA 2014 Evaluation of Chlorine Dioxide Gas and Peracetic Acid Fog for the Decontamition of a Mock Heating, Ventilation, and Air Conditioning Duct System |  | Fumigation | CFU | 10000000 |  |  | 2.555 | cm^2 | 0.0002555 | m^2 |  |  | 110-198 | 200 | ppm |  |  |  | 25 | 74-75 | 75 | galvanized metal HVAC duct location C | steady-state conditions | 480 | 1 |  | 7.02 | LR | 0.75 | SD |  |  |  | 4 | no damage | [9 empty] | steel |  | /cm^2 | 200
USEPA 2014 Evaluation of Chlorine Dioxide Gas and Peracetic Acid Fog for the Decontamition of a Mock Heating, Ventilation, and Air Conditioning Duct System |  | Fumigation | CFU | 10000000 |  |  | 2.556 | cm^2 | 0.0002556 | m^2 |  |  | 110-198 | 200 | ppm |  |  |  | 25 | 74-75 | 75 | galvanized metal HVAC duct location D | steady-state conditions | 480 | 1 | ≥ | 7.4 | LR | [5 empty] | 4 | no damage | [9 empty] | steel |  | /cm^2 | 200 |  |  | 0 | 7.4
USEPA 2014 Evaluation of Chlorine Dioxide Gas and Peracetic Acid Fog for the Decontamition of a Mock Heating, Ventilation, and Air Conditioning Duct System |  | Fumigation | CFU | 10000000 |  |  | 2.557 | cm^2 | 0.0002557 | m^2 |  |  | 110-198 | 200 | ppm |  |  |  | 25 | 74-75 | 75 | galvanized metal HVAC duct location E | steady-state conditions | 480 | 1 | ≥ | 7.4 | LR | [5 empty] | 4 | no damage | [9 empty] | steel |  | /cm^2 | 200 |  |  | 0 | 7.4
USEPA 2014 Evaluation of Chlorine Dioxide Gas and Peracetic Acid Fog for the Decontamition of a Mock Heating, Ventilation, and Air Conditioning Duct System |  | Fumigation | CFU | 10000000 |  |  | 2.558 | cm^2 | 0.0002558 | m^2 |  |  | 110-198 | 200 | ppm |  |  |  | 25 | 74-75 | 75 | galvanized metal HVAC duct location F | steady-state conditions | 480 | 1 | ≥ | 7.39 | LR | [5 empty] | 4 | no damage | [9 empty] | steel |  | /cm^2 | 200 |  |  | 0 | 7.39
USEPA 2014 Evaluation of Chlorine Dioxide Gas and Peracetic Acid Fog for the Decontamition of a Mock Heating, Ventilation, and Air Conditioning Duct System |  | Fumigation | CFU | 10000000 |  |  | 2.559 | cm^2 | 0.0002559 | m^2 |  |  | 110-198 | 200 | ppm |  |  |  | 25 | 74-75 | 75 | galvanized metal HVAC duct location G | steady-state conditions | 480 | 1 |  | 7.04 | LR | 0.71 | SD |  |  |  | 4 | no damage | [9 empty] | steel |  | /cm^2 | 200
USEPA 2014 Evaluation of Chlorine Dioxide Gas and Peracetic Acid Fog for the Decontamition of a Mock Heating, Ventilation, and Air Conditioning Duct System |  | Fumigation | CFU | 10000000 |  |  | 2.56 | cm^2 | 0.000256 | m^2 |  |  | 110-198 | 200 | ppm |  |  |  | 25 | 74-75 | 75 | galvanized metal HVAC duct location H | steady-state conditions | 480 | 1 |  | 7.03 | LR | 0.76 | SD |  |  |  | 4 | no damage | [9 empty] | steel |  | /cm^2 | 200
USEPA 2014 Evaluation of Chlorine Dioxide Gas and Peracetic Acid Fog for the Decontamition of a Mock Heating, Ventilation, and Air Conditioning Duct System |  | Fumigation | CFU | 10000000 |  |  | 2.561 | cm^2 | 0.0002561 | m^2 |  |  | 2388-2784 | 3000 | ppm |  |  |  | 25 | 73-75 | 75 | galvanized metal HVAC duct location A | steady-state conditions | 180 | 1 | ≥ | 7.35 | LR | [5 empty] | 4 | oxidation particles | [9 empty] | steel |  | /cm^2 | 3000 |  |  | 0 | 7.35
USEPA 2014 Evaluation of Chlorine Dioxide Gas and Peracetic Acid Fog for the Decontamition of a Mock Heating, Ventilation, and Air Conditioning Duct System |  | Fumigation | CFU | 10000000 |  |  | 2.562 | cm^2 | 0.0002562 | m^2 |  |  | 2388-2784 | 3000 | ppm |  |  |  | 25 | 73-75 | 75 | galvanized metal HVAC duct location B | steady-state conditions | 180 | 1 | ≥ | 7.35 | LR | [5 empty] | 4 | oxidation particles | [9 empty] | steel |  | /cm^2 | 3000 |  |  | 0 | 7.35
USEPA 2014 Evaluation of Chlorine Dioxide Gas and Peracetic Acid Fog for the Decontamition of a Mock Heating, Ventilation, and Air Conditioning Duct System |  | Fumigation | CFU | 10000000 |  |  | 2.563 | cm^2 | 0.0002563 | m^2 |  |  | 2388-2784 | 3000 | ppm |  |  |  | 25 | 73-75 | 75 | galvanized metal HVAC duct location C | steady-state conditions | 180 | 1 |  | 7.11 | LR | 0.49 | SD |  |  |  | 4 | oxidation particles | [9 empty] | steel |  | /cm^2 | 3000
USEPA 2014 Evaluation of Chlorine Dioxide Gas and Peracetic Acid Fog for the Decontamition of a Mock Heating, Ventilation, and Air Conditioning Duct System |  | Fumigation | CFU | 10000000 |  |  | 2.564 | cm^2 | 0.0002564 | m^2 |  |  | 2388-2784 | 3000 | ppm |  |  |  | 25 | 73-75 | 75 | galvanized metal HVAC duct location D | steady-state conditions | 180 | 1 | ≥ | 7.35 | LR | [5 empty] | 4 | oxidation particles | [9 empty] | steel |  | /cm^2 | 3000 |  |  | 0 | 7.35
USEPA 2014 Evaluation of Chlorine Dioxide Gas and Peracetic Acid Fog for the Decontamition of a Mock Heating, Ventilation, and Air Conditioning Duct System |  | Fumigation | CFU | 10000000 |  |  | 2.565 | cm^2 | 0.0002565 | m^2 |  |  | 2388-2784 | 3000 | ppm |  |  |  | 25 | 73-75 | 75 | galvanized metal HVAC duct location E | steady-state conditions | 180 | 1 | ≥ | 7.35 | LR | [5 empty] | 4 | oxidation particles | [9 empty] | steel |  | /cm^2 | 3000 |  |  | 0 | 7.35
USEPA 2014 Evaluation of Chlorine Dioxide Gas and Peracetic Acid Fog for the Decontamition of a Mock Heating, Ventilation, and Air Conditioning Duct System |  | Fumigation | CFU | 10000000 |  |  | 2.566 | cm^2 | 0.0002566 | m^2 |  |  | 2388-2784 | 3000 | ppm |  |  |  | 25 | 73-75 | 75 | galvanized metal HVAC duct location F | steady-state conditions | 180 |  | ≥ | 7.35 | LR | [5 empty] | 4 | oxidation particles | [9 empty] | steel |  | /cm^2 | 3000 |  |  | 0 | 7.35
USEPA 2014 Evaluation of Chlorine Dioxide Gas and Peracetic Acid Fog for the Decontamition of a Mock Heating, Ventilation, and Air Conditioning Duct System |  | Fumigation | CFU | 10000000 |  |  | 2.567 | cm^2 | 0.0002567 | m^2 |  |  | 2388-2784 | 3000 | ppm |  |  |  | 25 | 73-75 | 75 | galvanized metal HVAC duct location G | steady-state conditions | 180 |  | ≥ | 7.35 | LR | [5 empty] | 4 | oxidation particles | [9 empty] | steel |  | /cm^2 | 3000 |  |  | 0 | 7.35
USEPA 2014 Evaluation of Chlorine Dioxide Gas and Peracetic Acid Fog for the Decontamition of a Mock Heating, Ventilation, and Air Conditioning Duct System |  | Fumigation | CFU | 10000000 |  |  | 2.568 | cm^2 | 0.0002568 | m^2 |  |  | 2388-2784 | 3000 | ppm |  |  |  | 25 | 73-75 | 75 | galvanized metal HVAC duct location H | steady-state conditions | 180 |  | ≥ | 7.35 | LR | [5 empty] | 4 | oxidation particles | [9 empty] | steel |  | /cm^2 | 3000 |  |  | 0 | 7.35
USEPA 2014 Evaluation of Chlorine Dioxide Gas and Peracetic Acid Fog for the Decontamition of a Mock Heating, Ventilation, and Air Conditioning Duct System |  | Fumigation | CFU | 10000000 |  |  | 2.569 | cm^2 | 0.0002569 | m^2 |  |  | 3139-3353 | 3000 | ppm |  |  |  | 25 | 65-66 | 65 | galvanized metal HVAC duct location A | steady-state conditions | 360 |  | ≥ | 6.25 | LR | [5 empty] | 4 | oxidation particles | [9 empty] | steel |  | /cm^2 | 3000 |  |  | 0 | 6.25
USEPA 2014 Evaluation of Chlorine Dioxide Gas and Peracetic Acid Fog for the Decontamition of a Mock Heating, Ventilation, and Air Conditioning Duct System |  | Fumigation | CFU | 10000000 |  |  | 2.57 | cm^2 | 0.000257 | m^2 |  |  | 3139-3353 | 3000 | ppm |  |  |  | 25 | 65-66 | 65 | galvanized metal HVAC duct location B | steady-state conditions | 360 |  | ≥ | 6.25 | LR | [5 empty] | 4 | oxidation particles | [9 empty] | steel |  | /cm^2 | 3000 |  |  | 0 | 6.25
USEPA 2014 Evaluation of Chlorine Dioxide Gas and Peracetic Acid Fog for the Decontamition of a Mock Heating, Ventilation, and Air Conditioning Duct System |  | Fumigation | CFU | 10000000 |  |  | 2.571 | cm^2 | 0.0002571 | m^2 |  |  | 3139-3353 | 3000 | ppm |  |  |  | 25 | 65-66 | 65 | galvanized metal HVAC duct location C | steady-state conditions | 360 |  | ≥ | 6.25 | LR | [5 empty] | 4 | oxidation particles | [9 empty] | steel |  | /cm^2 | 3000 |  |  | 0 | 6.25
USEPA 2014 Evaluation of Chlorine Dioxide Gas and Peracetic Acid Fog for the Decontamition of a Mock Heating, Ventilation, and Air Conditioning Duct System |  | Fumigation | CFU | 10000000 |  |  | 2.572 | cm^2 | 0.0002572 | m^2 |  |  | 3139-3353 | 3000 | ppm |  |  |  | 25 | 65-66 | 65 | galvanized metal HVAC duct location D | steady-state conditions | 360 |  | ≥ | 6.25 | LR | [5 empty] | 4 | oxidation particles | [9 empty] | steel |  | /cm^2 | 3000 |  |  | 0 | 6.25
USEPA 2014 Evaluation of Chlorine Dioxide Gas and Peracetic Acid Fog for the Decontamition of a Mock Heating, Ventilation, and Air Conditioning Duct System |  | Fumigation | CFU | 10000000 |  |  | 2.573 | cm^2 | 0.0002573 | m^2 |  |  | 3139-3353 | 3000 | ppm |  |  |  | 25 | 65-66 | 65 | galvanized metal HVAC duct location E | steady-state conditions | 360 |  | ≥ | 6.25 | LR | [5 empty] | 4 | oxidation particles | [9 empty] | steel |  | /cm^2 | 3000 |  |  | 0 | 6.25
USEPA 2014 Evaluation of Chlorine Dioxide Gas and Peracetic Acid Fog for the Decontamition of a Mock Heating, Ventilation, and Air Conditioning Duct System |  | Fumigation | CFU | 10000000 |  |  | 2.574 | cm^2 | 0.0002574 | m^2 |  |  | 3139-3353 | 3000 | ppm |  |  |  | 25 | 65-66 | 65 | galvanized metal HVAC duct location F | steady-state conditions | 360 |  | ≥ | 6.25 | LR | [5 empty] | 4 | oxidation particles | [9 empty] | steel |  | /cm^2 | 3000 |  |  | 0 | 6.25
USEPA 2014 Evaluation of Chlorine Dioxide Gas and Peracetic Acid Fog for the Decontamition of a Mock Heating, Ventilation, and Air Conditioning Duct System |  | Fumigation | CFU | 10000000 |  |  | 2.575 | cm^2 | 0.0002575 | m^2 |  |  | 3139-3353 | 3000 | ppm |  |  |  | 25 | 65-66 | 65 | galvanized metal HVAC duct location G | steady-state conditions | 360 |  | ≥ | 6.25 | LR | [5 empty] | 4 | oxidation particles | [9 empty] | steel |  | /cm^2 | 3000 |  |  | 0 | 6.25
USEPA 2014 Evaluation of Chlorine Dioxide Gas and Peracetic Acid Fog for the Decontamition of a Mock Heating, Ventilation, and Air Conditioning Duct System |  | Fumigation | CFU | 10000000 |  |  | 2.576 | cm^2 | 0.0002576 | m^2 |  |  | 3139-3353 | 3000 | ppm |  |  |  | 25 | 65-66 | 65 | galvanized metal HVAC duct location H | steady-state conditions | 360 |  | ≥ | 6.25 | LR | [5 empty] | 4 | oxidation particles | [9 empty] | steel |  | /cm^2 | 3000 |  |  | 0 | 6.25
USEPA 2014 Evaluation of Chlorine Dioxide Gas and Peracetic Acid Fog for the Decontamition of a Mock Heating, Ventilation, and Air Conditioning Duct System |  | Fumigation | CFU | 10000000 |  |  | 2.577 | cm^2 | 0.0002577 | m^2 |  |  | 174-186 | 200 | ppm |  |  |  | 25 | 74-80 | 76 | galvanized metal HVAC duct location A | steady-state conditions | 600 |  | ≥ | 6.12 | LR | [5 empty] | 4 | no damage | [9 empty] | steel |  | /cm^2 | 200 |  |  | 0 | 6.12
USEPA 2014 Evaluation of Chlorine Dioxide Gas and Peracetic Acid Fog for the Decontamition of a Mock Heating, Ventilation, and Air Conditioning Duct System |  | Fumigation | CFU | 10000000 |  |  | 2.578 | cm^2 | 0.0002578 | m^2 |  |  | 174-186 | 200 | ppm |  |  |  | 25 | 74-80 | 76 | galvanized metal HVAC duct location B | steady-state conditions | 600 |  |  | 6.04 | LR | 0.15 | SD |  |  |  | 4 | no damage | [9 empty] | steel |  | /cm^2 | 200
USEPA 2014 Evaluation of Chlorine Dioxide Gas and Peracetic Acid Fog for the Decontamition of a Mock Heating, Ventilation, and Air Conditioning Duct System |  | Fumigation | CFU | 10000000 |  |  | 2.579 | cm^2 | 0.0002579 | m^2 |  |  | 174-186 | 200 | ppm |  |  |  | 25 | 74-80 | 76 | galvanized metal HVAC duct location C | steady-state conditions | 600 |  | ≥ | 6.12 | LR | [5 empty] | 4 | no damage | [9 empty] | steel |  | /cm^2 | 200 |  |  | 0 | 6.12
USEPA 2014 Evaluation of Chlorine Dioxide Gas and Peracetic Acid Fog for the Decontamition of a Mock Heating, Ventilation, and Air Conditioning Duct System |  | Fumigation | CFU | 10000000 |  |  | 2.58 | cm^2 | 0.000258 | m^2 |  |  | 174-186 | 200 | ppm |  |  |  | 25 | 74-80 | 76 | galvanized metal HVAC duct location D | steady-state conditions | 600 |  | ≥ | 6.12 | LR | [5 empty] | 4 | no damage | [9 empty] | steel |  | /cm^2 | 200 |  |  | 0 | 6.12
USEPA 2014 Evaluation of Chlorine Dioxide Gas and Peracetic Acid Fog for the Decontamition of a Mock Heating, Ventilation, and Air Conditioning Duct System |  | Fumigation | CFU | 10000000 |  |  | 2.581 | cm^2 | 0.0002581 | m^2 |  |  | 174-186 | 200 | ppm |  |  |  | 25 | 74-80 | 76 | galvanized metal HVAC duct location E | steady-state conditions | 600 |  |  | 5.82 | LR | 0.6 | SD |  |  |  | 4 | no damage | [9 empty] | steel |  | /cm^2 | 200
USEPA 2014 Evaluation of Chlorine Dioxide Gas and Peracetic Acid Fog for the Decontamition of a Mock Heating, Ventilation, and Air Conditioning Duct System |  | Fumigation | CFU | 10000000 |  |  | 2.582 | cm^2 | 0.0002582 | m^2 |  |  | 174-186 | 200 | ppm |  |  |  | 25 | 74-80 | 76 | galvanized metal HVAC duct location F | steady-state conditions | 600 |  | ≥ | 6.12 | LR | [5 empty] | 4 | no damage | [9 empty] | steel |  | /cm^2 | 200 |  |  | 0 | 6.12
USEPA 2014 Evaluation of Chlorine Dioxide Gas and Peracetic Acid Fog for the Decontamition of a Mock Heating, Ventilation, and Air Conditioning Duct System |  | Fumigation | CFU | 10000000 |  |  | 2.583 | cm^2 | 0.0002583 | m^2 |  |  | 174-186 | 200 | ppm |  |  |  | 25 | 74-80 | 76 | galvanized metal HVAC duct location G | steady-state conditions | 600 |  | ≥ | 6.12 | LR | [5 empty] | 4 | no damage | [9 empty] | steel |  | /cm^2 | 200 |  |  | 0 | 6.12
USEPA 2014 Evaluation of Chlorine Dioxide Gas and Peracetic Acid Fog for the Decontamition of a Mock Heating, Ventilation, and Air Conditioning Duct System |  | Fumigation | CFU | 1000000 |  |  | 2.584 | cm^2 | 0.0002584 | m^2 |  |  | 174-186 | 200 | ppm |  |  |  | 25 | 74-80 | 76 | galvanized metal HVAC duct location H | steady-state conditions | 600 |  | ≥ | 6.12 | LR | [5 empty] | 4 | no damage | [9 empty] | steel |  | /cm^2 | 200 |  |  | 0 | 6.12
USEPA 2014 Evaluation of Chlorine Dioxide Gas and Peracetic Acid Fog for the Decontamition of a Mock Heating, Ventilation, and Air Conditioning Duct System |  | Fumigation | CFU | 1000000 |  |  | 2.585 | cm^2 | 0.0002585 | m^2 |  |  | 3165-3454 | 3000 | ppm |  |  |  | 25 | 45-48 | 47 | galvanized metal HVAC duct location A | steady-state conditions | 360 |  | ≥ | 6.43 | LR | [5 empty] | 4 | oxidation particles | [9 empty] | steel |  | /cm^2 | 3000 |  |  | 0 | 6.43
USEPA 2014 Evaluation of Chlorine Dioxide Gas and Peracetic Acid Fog for the Decontamition of a Mock Heating, Ventilation, and Air Conditioning Duct System |  | Fumigation | CFU | 1000000 |  |  | 2.586 | cm^2 | 0.0002586 | m^2 |  |  | 3165-3454 | 3000 | ppm |  |  |  | 25 | 45-48 | 47 | galvanized metal HVAC duct location B | steady-state conditions | 360 |  | ≥ | 6.43 | LR | [5 empty] | 4 | oxidation particles | [9 empty] | steel |  | /cm^2 | 3000 |  |  | 0 | 6.43
USEPA 2014 Evaluation of Chlorine Dioxide Gas and Peracetic Acid Fog for the Decontamition of a Mock Heating, Ventilation, and Air Conditioning Duct System |  | Fumigation | CFU | 1000000 |  |  | 2.587 | cm^2 | 0.0002587 | m^2 |  |  | 3165-3454 | 3000 | ppm |  |  |  | 25 | 45-48 | 47 | galvanized metal HVAC duct location C | steady-state conditions | 360 |  | ≥ | 6.43 | LR | [5 empty] | 4 | oxidation particles | [9 empty] | steel |  | /cm^2 | 3000 |  |  | 0 | 6.43
USEPA 2014 Evaluation of Chlorine Dioxide Gas and Peracetic Acid Fog for the Decontamition of a Mock Heating, Ventilation, and Air Conditioning Duct System |  | Fumigation | CFU | 1000000 |  |  | 2.588 | cm^2 | 0.0002588 | m^2 |  |  | 3165-3454 | 3000 | ppm |  |  |  | 25 | 45-48 | 47 | galvanized metal HVAC duct location D | steady-state conditions | 360 |  | ≥ | 6.43 | LR | [5 empty] | 4 | oxidation particles | [9 empty] | steel |  | /cm^2 | 3000 |  |  | 0 | 6.43
USEPA 2014 Evaluation of Chlorine Dioxide Gas and Peracetic Acid Fog for the Decontamition of a Mock Heating, Ventilation, and Air Conditioning Duct System |  | Fumigation | CFU | 1000000 |  |  | 2.589 | cm^2 | 0.0002589 | m^2 |  |  | 3165-3454 | 3000 | ppm |  |  |  | 25 | 45-48 | 47 | galvanized metal HVAC duct location E | steady-state conditions | 360 |  | ≥ | 6.43 | LR | [5 empty] | 4 | oxidation particles | [9 empty] | steel |  | /cm^2 | 3000 |  |  | 0 | 6.43
USEPA 2014 Evaluation of Chlorine Dioxide Gas and Peracetic Acid Fog for the Decontamition of a Mock Heating, Ventilation, and Air Conditioning Duct System |  | Fumigation | CFU | 5000000 |  |  | 2.59 | cm^2 | 0.000259 | m^2 |  |  | 3165-3454 | 3000 | ppm |  |  |  | 25 | 45-48 | 47 | galvanized metal HVAC duct location F | steady-state conditions | 360 |  | ≥ | 6.43 | LR | [5 empty] | 4 | oxidation particles | [9 empty] | steel |  | /cm^2 | 3000 |  |  | 0 | 6.43
USEPA 2014 Evaluation of Chlorine Dioxide Gas and Peracetic Acid Fog for the Decontamition of a Mock Heating, Ventilation, and Air Conditioning Duct System |  | Fumigation | CFU | 5000000 |  |  | 2.591 | cm^2 | 0.0002591 | m^2 |  |  | 3165-3454 | 3000 | ppm |  |  |  | 25 | 45-48 | 47 | galvanized metal HVAC duct location G | steady-state conditions | 360 |  | ≥ | 6.43 | LR | [5 empty] | 4 | oxidation particles | [9 empty] | steel |  | /cm^2 | 3000 |  |  | 0 | 6.43
USEPA 2014 Evaluation of Chlorine Dioxide Gas and Peracetic Acid Fog for the Decontamition of a Mock Heating, Ventilation, and Air Conditioning Duct System |  | Fumigation | CFU | 5000000 |  |  | 2.592 | cm^2 | 0.0002592 | m^2 |  |  | 3165-3454 | 3000 | ppm |  |  |  | 25 | 45-48 | 47 | galvanized metal HVAC duct location H | steady-state conditions | 360 |  | ≥ | 6.43 | LR | [5 empty] | 4 | oxidation particles | [9 empty] | steel |  | /cm^2 | 3000 |  |  | 0 | 6.43
USEPA 2014 Evaluation of Chlorine Dioxide Gas and Peracetic Acid Fog for the Decontamition of a Mock Heating, Ventilation, and Air Conditioning Duct System |  | Fumigation | CFU | 5000000 |  |  | 2.593 | cm^2 | 0.0002593 | m^2 |  |  | 206-217 | 200 | ppm |  |  |  | 25 | 62-67 | 65 | fiberglass lined HVAC duct location A | steady-state conditions | 240 |  |  | 5.64 | LR | 0.47 | SD |  |  |  | 4 | no damage | [11 empty] | /cm^2 | 200
USEPA 2014 Evaluation of Chlorine Dioxide Gas and Peracetic Acid Fog for the Decontamition of a Mock Heating, Ventilation, and Air Conditioning Duct System |  | Fumigation | CFU | 5000000 |  |  | 2.594 | cm^2 | 0.0002594 | m^2 |  |  | 206-217 | 200 | ppm |  |  |  | 25 | 62-67 | 65 | fiberglass lined HVAC duct location B | steady-state conditions | 240 |  |  | 6.15 | LR | 0.15 | SD |  |  |  | 4 | no damage | [11 empty] | /cm^2 | 200
USEPA 2014 Evaluation of Chlorine Dioxide Gas and Peracetic Acid Fog for the Decontamition of a Mock Heating, Ventilation, and Air Conditioning Duct System |  | Fumigation | CFU | 5000000 |  |  | 2.595 | cm^2 | 0.0002595 | m^2 |  |  | 206-217 | 200 | ppm |  |  |  | 25 | 62-67 | 65 | fiberglass lined HVAC duct location C | steady-state conditions | 240 |  |  | 6 | LR | 0.28999999999999998 | SD |  |  |  | 4 | no damage | [11 empty] | /cm^2 | 200
USEPA 2014 Evaluation of Chlorine Dioxide Gas and Peracetic Acid Fog for the Decontamition of a Mock Heating, Ventilation, and Air Conditioning Duct System |  | Fumigation | CFU | 5000000 |  |  | 2.596 | cm^2 | 0.0002596 | m^2 |  |  | 206-217 | 200 | ppm |  |  |  | 25 | 62-67 | 65 | fiberglass lined HVAC duct location D | steady-state conditions | 240 |  |  | 6 | LR | 0.15 | SD |  |  |  | 4 | no damage | [11 empty] | /cm^2 | 200
USEPA 2014 Evaluation of Chlorine Dioxide Gas and Peracetic Acid Fog for the Decontamition of a Mock Heating, Ventilation, and Air Conditioning Duct System |  | Fumigation | CFU | 5000000 |  |  | 2.597 | cm^2 | 0.0002597 | m^2 |  |  | 206-217 | 200 | ppm |  |  |  | 25 | 62-67 | 65 | fiberglass lined HVAC duct location E | steady-state conditions | 240 |  |  | 5.43 | LR | 1.02 | SD |  |  |  | 4 | no damage | [11 empty] | /cm^2 | 200
USEPA 2014 Evaluation of Chlorine Dioxide Gas and Peracetic Acid Fog for the Decontamition of a Mock Heating, Ventilation, and Air Conditioning Duct System |  | Fumigation | CFU | 5000000 |  |  | 2.598 | cm^2 | 0.0002598 | m^2 |  |  | 206-217 | 200 | ppm |  |  |  | 25 | 62-67 | 65 | fiberglass lined HVAC duct location F | steady-state conditions | 240 |  |  | 6 | LR | 0.15 | SD |  |  |  | 4 | no damage | [11 empty] | /cm^2 | 200
USEPA 2014 Evaluation of Chlorine Dioxide Gas and Peracetic Acid Fog for the Decontamition of a Mock Heating, Ventilation, and Air Conditioning Duct System |  | Fumigation | CFU | 5000000 |  |  | 2.599 | cm^2 | 0.0002599 | m^2 |  |  | 206-217 | 200 | ppm |  |  |  | 25 | 62-67 | 65 | fiberglass lined HVAC duct location G | steady-state conditions | 240 |  |  | 4.1 | LR | 1.73 | SD |  |  |  | 4 | no damage | [11 empty] | /cm^2 | 200
USEPA 2014 Evaluation of Chlorine Dioxide Gas and Peracetic Acid Fog for the Decontamition of a Mock Heating, Ventilation, and Air Conditioning Duct System |  | Fumigation | CFU | 5000000 |  |  | 2.6 | cm^2 | 0.00026 | m^2 |  |  | 206-217 | 200 | ppm |  |  |  | 25 | 62-67 | 65 | fiberglass lined HVAC duct location H | steady-state conditions | 240 |  |  | 5.93 | LR | 0.35 | SD |  |  |  | 4 | no damage | [11 empty] | /cm^2 | 200
USEPA 2014 Evaluation of Chlorine Dioxide Gas and Peracetic Acid Fog for the Decontamition of a Mock Heating, Ventilation, and Air Conditioning Duct System |  | Fumigation | CFU | 5000000 |  |  | 2.601 | cm^2 | 0.0002601 | m^2 |  |  | 185-203 | 200 | ppm |  |  |  | 25 | 72-75 | 73 | fiberglass lined HVAC duct location A | steady-state conditions | 480 |  | ≥ | 6.26 | LR | [5 empty] | 4 | no damage | [11 empty] | /cm^2 | 200 |  |  | 0 | 6.26
USEPA 2014 Evaluation of Chlorine Dioxide Gas and Peracetic Acid Fog for the Decontamition of a Mock Heating, Ventilation, and Air Conditioning Duct System |  | Fumigation | CFU | 5000000 |  |  | 2.602 | cm^2 | 0.0002602 | m^2 |  |  | 185-203 | 200 | ppm |  |  |  | 25 | 72-75 | 73 | fiberglass lined HVAC duct location B | steady-state conditions | 480 |  | ≥ | 6.26 | LR | [5 empty] | 4 | no damage | [11 empty] | /cm^2 | 200 |  |  | 0 | 6.26
USEPA 2014 Evaluation of Chlorine Dioxide Gas and Peracetic Acid Fog for the Decontamition of a Mock Heating, Ventilation, and Air Conditioning Duct System |  | Fumigation | CFU | 5000000 |  |  | 2.603 | cm^2 | 0.0002603 | m^2 |  |  | 185-203 | 200 | ppm |  |  |  | 25 | 72-75 | 73 | fiberglass lined HVAC duct location C | steady-state conditions | 480 |  |  | 5.63 | LR | 0.45 | SD |  |  |  | 4 | no damage | [11 empty] | /cm^2 | 200
USEPA 2014 Evaluation of Chlorine Dioxide Gas and Peracetic Acid Fog for the Decontamition of a Mock Heating, Ventilation, and Air Conditioning Duct System |  | Fumigation | CFU | 5000000 |  |  | 2.604 | cm^2 | 0.0002604 | m^2 |  |  | 185-203 | 200 | ppm |  |  |  | 25 | 72-75 | 73 | fiberglass lined HVAC duct location D | steady-state conditions | 480 |  | ≥ | 6.26 | LR | [5 empty] | 4 | no damage | [11 empty] | /cm^2 | 200 |  |  | 0 | 6.26
USEPA 2014 Evaluation of Chlorine Dioxide Gas and Peracetic Acid Fog for the Decontamition of a Mock Heating, Ventilation, and Air Conditioning Duct System |  | Fumigation | CFU | 5000000 |  |  | 2.605 | cm^2 | 0.0002605 | m^2 |  |  | 185-203 | 200 | ppm |  |  |  | 25 | 72-75 | 73 | fiberglass lined HVAC duct location E | steady-state conditions | 480 |  |  | 5.5 | LR | 1.06 | SD |  |  |  | 4 | no damage | [11 empty] | /cm^2 | 200
USEPA 2014 Evaluation of Chlorine Dioxide Gas and Peracetic Acid Fog for the Decontamition of a Mock Heating, Ventilation, and Air Conditioning Duct System |  | Fumigation | CFU | 5000000 |  |  | 2.606 | cm^2 | 0.0002606 | m^2 |  |  | 185-203 | 200 | ppm |  |  |  | 25 | 72-75 | 73 | fiberglass lined HVAC duct location F | steady-state conditions | 480 |  | ≥ | 6.26 | LR | [5 empty] | 4 | no damage | [11 empty] | /cm^2 | 200 |  |  | 0 | 6.26
USEPA 2014 Evaluation of Chlorine Dioxide Gas and Peracetic Acid Fog for the Decontamition of a Mock Heating, Ventilation, and Air Conditioning Duct System |  | Fumigation | CFU | 5000000 |  |  | 2.607 | cm^2 | 0.0002607 | m^2 |  |  | 185-203 | 200 | ppm |  |  |  | 25 | 72-75 | 73 | fiberglass lined HVAC duct location G | steady-state conditions | 480 |  |  | 6.18 | LR | 0.15 | SD |  |  |  | 4 | no damage | [11 empty] | /cm^2 | 200
USEPA 2014 Evaluation of Chlorine Dioxide Gas and Peracetic Acid Fog for the Decontamition of a Mock Heating, Ventilation, and Air Conditioning Duct System |  | Fumigation | CFU | 5000000 |  |  | 2.608 | cm^2 | 0.0002608 | m^2 |  |  | 185-203 | 200 | ppm |  |  |  | 25 | 72-75 | 73 | fiberglass lined HVAC duct location H | steady-state conditions | 480 |  | ≥ | 6.26 | LR | [5 empty] | 4 | no damage | [11 empty] | /cm^2 | 200 |  |  | 0 | 6.26
USEPA 2014 Evaluation of Chlorine Dioxide Gas and Peracetic Acid Fog for the Decontamition of a Mock Heating, Ventilation, and Air Conditioning Duct System |  | Fumigation | CFU | 5000000 |  |  | 2.609 | cm^2 | 0.0002609 | m^2 |  |  | 1425-1677 | 1585 | ppm |  |  |  | 25 | 75-80 | 77 | fiberglass lined HVAC duct location A | steady-state conditions | 180 |  | ≥ | 6.54 | LR | [5 empty] | 4 | ambiguous | [11 empty] | /cm^2 | 1585 |  |  | 0 | 6.54
USEPA 2014 Evaluation of Chlorine Dioxide Gas and Peracetic Acid Fog for the Decontamition of a Mock Heating, Ventilation, and Air Conditioning Duct System |  | Fumigation | CFU | 5000000 |  |  | 2.61 | cm^2 | 0.000261 | m^2 |  |  | 1425-1677 | 1585 | ppm |  |  |  | 25 | 75-80 | 77 | fiberglass lined HVAC duct location B | steady-state conditions | 180 |  | ≥ | 6.54 | LR | [5 empty] | 4 | ambiguous | [11 empty] | /cm^2 | 1585 |  |  | 0 | 6.54
USEPA 2014 Evaluation of Chlorine Dioxide Gas and Peracetic Acid Fog for the Decontamition of a Mock Heating, Ventilation, and Air Conditioning Duct System |  | Fumigation | CFU | 5000000 |  |  | 2.611 | cm^2 | 0.0002611 | m^2 |  |  | 1425-1677 | 1585 | ppm |  |  |  | 25 | 75-80 | 77 | fiberglass lined HVAC duct location C | steady-state conditions | 180 |  | ≥ | 6.54 | LR | [5 empty] | 4 | ambiguous | [11 empty] | /cm^2 | 1585 |  |  | 0 | 6.54
USEPA 2014 Evaluation of Chlorine Dioxide Gas and Peracetic Acid Fog for the Decontamition of a Mock Heating, Ventilation, and Air Conditioning Duct System |  | Fumigation | CFU | 5000000 |  |  | 2.612 | cm^2 | 0.0002612 | m^2 |  |  | 1425-1677 | 1585 | ppm |  |  |  | 25 | 75-80 | 77 | fiberglass lined HVAC duct location D | steady-state conditions | 180 |  |  | 6.28 | LR | 0.54 | SD |  |  |  | 4 | ambiguous | [11 empty] | /cm^2 | 1585
USEPA 2014 Evaluation of Chlorine Dioxide Gas and Peracetic Acid Fog for the Decontamition of a Mock Heating, Ventilation, and Air Conditioning Duct System |  | Fumigation | CFU | 5000000 |  |  | 2.613 | cm^2 | 0.0002613 | m^2 |  |  | 1425-1677 | 1585 | ppm |  |  |  | 25 | 75-80 | 77 | fiberglass lined HVAC duct location E | steady-state conditions | 180 |  |  | 6.04 | LR | 1 | SD |  |  |  | 4 | ambiguous | [11 empty] | /cm^2 | 1585
USEPA 2014 Evaluation of Chlorine Dioxide Gas and Peracetic Acid Fog for the Decontamition of a Mock Heating, Ventilation, and Air Conditioning Duct System |  | Fumigation | CFU | 5000000 |  |  | 2.614 | cm^2 | 0.0002614 | m^2 |  |  | 1425-1677 | 1585 | ppm |  |  |  | 25 | 75-80 | 77 | fiberglass lined HVAC duct location F | steady-state conditions | 180 |  |  | 6.54 | LR | 0.15 | SD |  |  |  | 4 | ambiguous | [11 empty] | /cm^2 | 1585
USEPA 2014 Evaluation of Chlorine Dioxide Gas and Peracetic Acid Fog for the Decontamition of a Mock Heating, Ventilation, and Air Conditioning Duct System |  | Fumigation | CFU | 5000000 |  |  | 2.615 | cm^2 | 0.0002615 | m^2 |  |  | 1425-1677 | 1585 | ppm |  |  |  | 25 | 75-80 | 77 | fiberglass lined HVAC duct location G | steady-state conditions | 180 |  | ≥ | 6.54 | LR | [5 empty] | 4 | ambiguous | [11 empty] | /cm^2 | 1585 |  |  | 0 | 6.54
USEPA 2014 Evaluation of Chlorine Dioxide Gas and Peracetic Acid Fog for the Decontamition of a Mock Heating, Ventilation, and Air Conditioning Duct System |  | Fumigation | CFU | 5000000 |  |  | 2.616 | cm^2 | 0.0002616 | m^2 |  |  | 1425-1677 | 1585 | ppm |  |  |  | 25 | 75-80 | 77 | fiberglass lined HVAC duct location H | steady-state conditions | 180 |  | ≥ | 6.54 | LR | [5 empty] | 4 | ambiguous | [11 empty] | /cm^2 | 1585 |  |  | 0 | 6.54
USEPA 2014 Evaluation of Chlorine Dioxide Gas and Peracetic Acid Fog for the Decontamition of a Mock Heating, Ventilation, and Air Conditioning Duct System |  | Fumigation | CFU | 5000000 |  |  | 2.617 | cm^2 | 0.0002617 | m^2 |  |  | 1838-2339 | 2185 | ppm |  |  |  | 25 | 65-69 | 67 | fiberglass lined HVAC duct location A | steady-state conditions | 180 |  | ≥ | 6.46 | LR | [5 empty] | 4 | ambiguous | [11 empty] | /cm^2 | 2185 |  |  | 0 | 6.46
USEPA 2014 Evaluation of Chlorine Dioxide Gas and Peracetic Acid Fog for the Decontamition of a Mock Heating, Ventilation, and Air Conditioning Duct System |  | Fumigation | CFU | 5000000 |  |  | 2.618 | cm^2 | 0.0002618 | m^2 |  |  | 1838-2339 | 2185 | ppm |  |  |  | 25 | 65-69 | 67 | fiberglass lined HVAC duct location B | steady-state conditions | 180 |  | ≥ | 6.46 | LR | [5 empty] | 4 | ambiguous | [11 empty] | /cm^2 | 2185 |  |  | 0 | 6.46
USEPA 2014 Evaluation of Chlorine Dioxide Gas and Peracetic Acid Fog for the Decontamition of a Mock Heating, Ventilation, and Air Conditioning Duct System |  | Fumigation | CFU | 5000000 |  |  | 2.619 | cm^2 | 0.0002619 | m^2 |  |  | 1838-2339 | 2185 | ppm |  |  |  | 25 | 65-69 | 67 | fiberglass lined HVAC duct location C | steady-state conditions | 180 |  |  | 6.39 | LR | 0.15 | SD |  |  |  | 4 | ambiguous | [11 empty] | /cm^2 | 2185
USEPA 2014 Evaluation of Chlorine Dioxide Gas and Peracetic Acid Fog for the Decontamition of a Mock Heating, Ventilation, and Air Conditioning Duct System |  | Fumigation | CFU | 5000000 |  |  | 2.62 | cm^2 | 0.000262 | m^2 |  |  | 1838-2339 | 2185 | ppm |  |  |  | 25 | 65-69 | 67 | fiberglass lined HVAC duct location D | steady-state conditions | 180 |  | ≥ | 6.46 | LR | [5 empty] | 4 | ambiguous | [11 empty] | /cm^2 | 2185 |  |  | 0 | 6.46
USEPA 2014 Evaluation of Chlorine Dioxide Gas and Peracetic Acid Fog for the Decontamition of a Mock Heating, Ventilation, and Air Conditioning Duct System |  | Fumigation | CFU | 5000000 |  |  | 2.621 | cm^2 | 0.0002621 | m^2 |  |  | 1838-2339 | 2185 | ppm |  |  |  | 25 | 65-69 | 67 | fiberglass lined HVAC duct location E | steady-state conditions | 180 |  | ≥ | 6.46 | LR | [5 empty] | 4 | ambiguous | [11 empty] | /cm^2 | 2185 |  |  | 0 | 6.46
USEPA 2014 Evaluation of Chlorine Dioxide Gas and Peracetic Acid Fog for the Decontamition of a Mock Heating, Ventilation, and Air Conditioning Duct System |  | Fumigation | CFU | 5000000 |  |  | 2.622 | cm^2 | 0.0002622 | m^2 |  |  | 1838-2339 | 2185 | ppm |  |  |  | 25 | 65-69 | 67 | fiberglass lined HVAC duct location F | steady-state conditions | 180 |  | ≥ | 6.46 | LR | [5 empty] | 4 | ambiguous | [11 empty] | /cm^2 | 2185 |  |  | 0 | 6.46
USEPA 2014 Evaluation of Chlorine Dioxide Gas and Peracetic Acid Fog for the Decontamition of a Mock Heating, Ventilation, and Air Conditioning Duct System |  | Fumigation | CFU | 5000000 |  |  | 2.623 | cm^2 | 0.0002623 | m^2 |  |  | 1838-2339 | 2185 | ppm |  |  |  | 25 | 65-69 | 67 | fiberglass lined HVAC duct location G | steady-state conditions | 180 |  | ≥ | 6.46 | LR | [5 empty] | 4 | ambiguous | [11 empty] | /cm^2 | 2185 |  |  | 0 | 6.46
USEPA 2014 Evaluation of Chlorine Dioxide Gas and Peracetic Acid Fog for the Decontamition of a Mock Heating, Ventilation, and Air Conditioning Duct System |  | Fumigation | CFU | 5000000 |  |  | 2.624 | cm^2 | 0.0002624 | m^2 |  |  | 1838-2339 | 2185 | ppm |  |  |  | 25 | 65-69 | 67 | fiberglass lined HVAC duct location H | steady-state conditions | 180 |  |  | 6.39 | LR | 0.15 | SD |  |  |  | 4 | ambiguous | [11 empty] | /cm^2 | 2185
Juergensmeyer 2007 Methyl bromide fumigant lethal to Bacillus anthracis spores |  | Fumigation | CFU | 5000000 |  |  | 6.6 | cm^2 | 0.00066 | m^2 |  |  |  | 0 | mg/L |  |  |  | 37 |  | 50 | glass | steady-state conditions | 2880 |  |  | 7.236 | Lsurv | 0.452 | SD |  |  | 7.236 | 5 | [10 empty] | glass |  | /cm^2 |  | 0 |  |  | 7.236
Juergensmeyer 2007 Methyl bromide fumigant lethal to Bacillus anthracis spores |  | Fumigation | CFU | 5000000 |  |  | 6.6 | cm^2 | 0.00066 | m^2 |  |  |  | 16 | mg/L |  |  |  | 37 |  | 50 | glass | steady-state conditions | 2880 |  |  | 7.742 | Lsurv | 0.11 | SD |  |  | 7.236 | 5 | [10 empty] | glass |  | /cm^2 |  | 16 |  |  | 7.236
Juergensmeyer 2007 Methyl bromide fumigant lethal to Bacillus anthracis spores |  | Fumigation | CFU | 5000000 |  |  | 6.6 | cm^2 | 0.00066 | m^2 |  |  |  | 32 | mg/L |  |  |  | 37 |  | 50 | glass | steady-state conditions | 2880 |  |  | 7.046 | Lsurv | 0.204 | SD |  |  | 7.236 | 5 | [10 empty] | glass |  | /cm^2 |  | 32 |  |  | 7.236
Juergensmeyer 2007 Methyl bromide fumigant lethal to Bacillus anthracis spores |  | Fumigation | CFU | 5000000 |  |  | 6.6 | cm^2 | 0.00066 | m^2 |  |  |  | 48 | mg/L |  |  |  | 37 |  | 50 | glass | steady-state conditions | 2880 |  |  | 6.992 | Lsurv | 0.151 | SD |  |  | 7.236 | 5 | [10 empty] | glass |  | /cm^2 |  | 48 |  |  | 7.236
Juergensmeyer 2007 Methyl bromide fumigant lethal to Bacillus anthracis spores |  | Fumigation | CFU | 5000000 |  |  | 6.6 | cm^2 | 0.00066 | m^2 |  |  |  | 64 | mg/L |  |  |  | 37 |  | 50 | glass | steady-state conditions | 2880 |  |  | 4.876 | Lsurv | 0.745 | SD |  |  | 7.236 | 5 | [10 empty] | glass |  | /cm^2 |  | 64 |  |  | 7.236
Juergensmeyer 2007 Methyl bromide fumigant lethal to Bacillus anthracis spores |  | Fumigation | CFU | 5000000 |  |  | 6.6 | cm^2 | 0.00066 | m^2 |  |  |  | 80 | mg/L |  |  |  | 37 |  | 50 | glass | steady-state conditions | 2880 |  |  | 0 | Lsurv | 0 | SD |  |  | 7.236 | 5 | [10 empty] | glass |  | /cm^2 |  | 80 |  |  | 7.236
Juergensmeyer 2007 Methyl bromide fumigant lethal to Bacillus anthracis spores |  | Fumigation | CFU | 5000000 |  |  | 6.6 | cm^2 | 0.00066 | m^2 |  |  |  | 96 | mg/L |  |  |  | 37 |  | 50 | glass | steady-state conditions | 2880 |  |  | 0 | Lsurv | 0 | SD |  |  | 7.236 | 5 | [10 empty] | glass |  | /cm^2 |  | 96 |  |  | 7.236
Juergensmeyer 2007 Methyl bromide fumigant lethal to Bacillus anthracis spores |  | Fumigation | CFU | 5000000 |  |  | 6.6 | cm^2 | 0.00066 | m^2 |  |  |  | 112 | mg/L |  |  |  | 37 |  | 50 | glass | steady-state conditions | 2880 |  |  | 0 | Lsurv | 0 | SD |  |  | 7.236 | 5 | [10 empty] | glass |  | /cm^2 |  | 112 |  |  | 7.236
Juergensmeyer 2007 Methyl bromide fumigant lethal to Bacillus anthracis spores |  | Fumigation | CFU | 5000000 |  |  | 6.6 | cm^2 | 0.00066 | m^2 |  |  |  | 0 | mg/L |  |  |  | 37 |  | 50 | glass | steady-state conditions | 2880 |  |  | 5.208 | Lsurv | 0.164 | SD |  |  | 5.208 | 5 | [10 empty] | glass |  | /cm^2 |  | 0 |  |  | 5.208
Juergensmeyer 2007 Methyl bromide fumigant lethal to Bacillus anthracis spores |  | Fumigation | CFU | 5000000 |  |  | 6.6 | cm^2 | 0.00066 | m^2 |  |  |  | 16 | mg/L |  |  |  | 37 |  | 50 | glass | steady-state conditions | 2880 |  |  | 5.3 | Lsurv | 0.038 | SD |  |  | 5.208 | 5 | [10 empty] | glass |  | /cm^2 |  | 16 |  |  | 5.208
Juergensmeyer 2007 Methyl bromide fumigant lethal to Bacillus anthracis spores |  | Fumigation | CFU | 5000000 |  |  | 6.6 | cm^2 | 0.00066 | m^2 |  |  |  | 32 | mg/L |  |  |  | 37 |  | 50 | glass | steady-state conditions | 2880 |  |  | 4.943 | Lsurv | 0.138 | SD |  |  | 5.208 | 5 | [10 empty] | glass |  | /cm^2 |  | 32 |  |  | 5.208
Juergensmeyer 2007 Methyl bromide fumigant lethal to Bacillus anthracis spores |  | Fumigation | CFU | 5000000 |  |  | 6.6 | cm^2 | 0.00066 | m^2 |  |  |  | 48 | mg/L |  |  |  | 37 |  | 50 | glass | steady-state conditions | 2880 |  |  | 3.86 | Lsurv | 0.178 | SD |  |  | 5.208 | 5 | [10 empty] | glass |  | /cm^2 |  | 48 |  |  | 5.208
Juergensmeyer 2007 Methyl bromide fumigant lethal to Bacillus anthracis spores |  | Fumigation | CFU | 5000000 |  |  | 6.6 | cm^2 | 0.00066 | m^2 |  |  |  | 64 | mg/L |  |  |  | 37 |  | 50 | glass | steady-state conditions | 2880 |  |  | 0 | Lsurv | 0 | SD |  |  | 5.208 | 5 | [10 empty] | glass |  | /cm^2 |  | 64 |  |  | 5.208
Juergensmeyer 2007 Methyl bromide fumigant lethal to Bacillus anthracis spores |  | Fumigation | CFU | 5000000 |  |  | 6.6 | cm^2 | 0.00066 | m^2 |  |  |  | 80 | mg/L |  |  |  | 37 |  | 50 | glass | steady-state conditions | 2880 |  |  | 0 | Lsurv | 0 | SD |  |  | 5.208 | 5 | [10 empty] | glass |  | /cm^2 |  | 80 |  |  | 5.208
Juergensmeyer 2007 Methyl bromide fumigant lethal to Bacillus anthracis spores |  | Fumigation | CFU | 5000000 |  |  | 6.6 | cm^2 | 0.00066 | m^2 |  |  |  | 96 | mg/L |  |  |  | 37 |  | 50 | glass | steady-state conditions | 2880 |  |  | 0 | Lsurv | 0 | SD |  |  | 5.208 | 5 | [10 empty] | glass |  | /cm^2 |  | 96 |  |  | 5.208
Juergensmeyer 2007 Methyl bromide fumigant lethal to Bacillus anthracis spores |  | Fumigation | CFU | 5000000 |  |  | 6.6 | cm^2 | 0.00066 | m^2 |  |  |  | 112 | mg/L |  |  |  | 37 |  | 50 | glass | steady-state conditions | 2880 |  |  | 0 | Lsurv | 0 | SD |  |  | 5.208 | 5 | [10 empty] | glass |  | /cm^2 |  | 112 |  |  | 5.208
Juergensmeyer 2007 Methyl bromide fumigant lethal to Bacillus anthracis spores |  | Fumigation | CFU | 5000000 |  |  | 6.6 | cm^2 | 0.00066 | m^2 |  |  |  | 0 | mg/L |  |  |  | 37 |  | 50 | glass | steady-state conditions | 2880 |  |  | 8.518 | Lsurv | 0.184 | SD |  |  | 8.518 | 5 | [10 empty] | glass |  | /cm^2 |  | 0 |  |  | 8.518
Juergensmeyer 2007 Methyl bromide fumigant lethal to Bacillus anthracis spores |  | Fumigation | CFU | 5000000 |  |  | 6.6 | cm^2 | 0.00066 | m^2 |  |  |  | 16 | mg/L |  |  |  | 37 |  | 50 | glass | steady-state conditions | 2880 |  | > | 7 | Lsurv |  |  |  |  | 8.518 | 5 | [10 empty] | glass |  | /cm^2 |  | 16 |  | 0 | 8.518
Juergensmeyer 2007 Methyl bromide fumigant lethal to Bacillus anthracis spores |  | Fumigation | CFU | 5000000 |  |  | 6.6 | cm^2 | 0.00066 | m^2 |  |  |  | 32 | mg/L |  |  |  | 37 |  | 50 | glass | steady-state conditions | 2880 |  | > | 7 | Lsurv |  |  |  |  | 8.518 | 5 | [10 empty] | glass |  | /cm^2 |  | 32 |  | 0 | 8.518
Juergensmeyer 2007 Methyl bromide fumigant lethal to Bacillus anthracis spores |  | Fumigation | CFU | 5000000 |  |  | 6.6 | cm^2 | 0.00066 | m^2 |  |  |  | 48 | mg/L |  |  |  | 37 |  | 50 | glass | steady-state conditions | 2880 |  | > | 7 | Lsurv |  |  |  |  | 8.518 | 5 | [10 empty] | glass |  | /cm^2 |  | 48 |  | 0 | 8.518
Juergensmeyer 2007 Methyl bromide fumigant lethal to Bacillus anthracis spores |  | Fumigation | CFU | 5000000 |  |  | 6.6 | cm^2 | 0.00066 | m^2 |  |  |  | 64 | mg/L |  |  |  | 37 |  | 50 | glass | steady-state conditions | 2880 |  |  | 7.944 | Lsurv | 0.062 | SD |  |  | 8.518 | 5 | [10 empty] | glass |  | /cm^2 |  | 64 |  |  | 8.518
Juergensmeyer 2007 Methyl bromide fumigant lethal to Bacillus anthracis spores |  | Fumigation | CFU | 5000000 |  |  | 6.6 | cm^2 | 0.00066 | m^2 |  |  |  | 80 | mg/L |  |  |  | 37 |  | 50 | glass | steady-state conditions | 2880 |  | > | 5 | Lsurv |  |  |  |  | 8.518 | 5 | [10 empty] | glass |  | /cm^2 |  | 80 |  | 0 | 8.518
Juergensmeyer 2007 Methyl bromide fumigant lethal to Bacillus anthracis spores |  | Fumigation | CFU | 5000000 |  |  | 6.6 | cm^2 | 0.00066 | m^2 |  |  |  | 96 | mg/L |  |  |  | 37 |  | 50 | glass | steady-state conditions | 2880 |  | > | 5 | Lsurv |  |  |  |  | 8.518 | 5 | [10 empty] | glass |  | /cm^2 |  | 96 |  | 0 | 8.518
Juergensmeyer 2007 Methyl bromide fumigant lethal to Bacillus anthracis spores |  | Fumigation | CFU | 5000000 |  |  | 6.6 | cm^2 | 0.00066 | m^2 |  |  |  | 112 | mg/L |  |  |  | 37 |  | 50 | glass | steady-state conditions | 2880 |  |  | 4.939 | Lsurv | 0.184 | SD |  |  | 8.518 | 5 | [10 empty] | glass |  | /cm^2 |  | 112 |  |  | 8.518
Juergensmeyer 2007 Methyl bromide fumigant lethal to Bacillus anthracis spores |  | Fumigation | CFU | 5000000 |  |  | 6.6 | cm^2 | 0.00066 | m^2 |  |  |  | 0 | mg/L |  |  |  | 37 |  | 50 | glass | steady-state conditions | 2880 |  |  | 8.907 | Lsurv | 0.688 | SD |  |  | 8.907 | 5 | [10 empty] | glass |  | /cm^2 |  | 0 |  |  | 8.907
Juergensmeyer 2007 Methyl bromide fumigant lethal to Bacillus anthracis spores |  | Fumigation | CFU | 5000000 |  |  | 6.6 | cm^2 | 0.00066 | m^2 |  |  |  | 16 | mg/L |  |  |  | 37 |  | 50 | glass | steady-state conditions | 2880 |  | > | 7 | Lsurv |  |  |  |  | 8.907 | 5 | [10 empty] | glass |  | /cm^2 |  | 16 |  | 0 | 8.907
Juergensmeyer 2007 Methyl bromide fumigant lethal to Bacillus anthracis spores |  | Fumigation | CFU | 5000000 |  |  | 6.6 | cm^2 | 0.00066 | m^2 |  |  |  | 32 | mg/L |  |  |  | 37 |  | 50 | glass | steady-state conditions | 2880 |  | > | 7 | Lsurv |  |  |  |  | 8.907 | 5 | [10 empty] | glass |  | /cm^2 |  | 32 |  | 0 | 8.907
Juergensmeyer 2007 Methyl bromide fumigant lethal to Bacillus anthracis spores |  | Fumigation | CFU | 5000000 |  |  | 6.6 | cm^2 | 0.00066 | m^2 |  |  |  | 48 | mg/L |  |  |  | 37 |  | 50 | glass | steady-state conditions | 2880 |  | > | 7 | Lsurv |  |  |  |  | 8.907 | 5 | [10 empty] | glass |  | /cm^2 |  | 48 |  | 0 | 8.907
Juergensmeyer 2007 Methyl bromide fumigant lethal to Bacillus anthracis spores |  | Fumigation | CFU | 5000000 |  |  | 6.6 | cm^2 | 0.00066 | m^2 |  |  |  | 64 | mg/L |  |  |  | 37 |  | 50 | glass | steady-state conditions | 2880 |  |  | 7.856 | Lsurv | 0.066 | SD |  |  | 8.907 | 5 | [10 empty] | glass |  | /cm^2 |  | 64 |  |  | 8.907
Juergensmeyer 2007 Methyl bromide fumigant lethal to Bacillus anthracis spores |  | Fumigation | CFU | 5000000 |  |  | 6.6 | cm^2 | 0.00066 | m^2 |  |  |  | 80 | mg/L |  |  |  | 37 |  | 50 | glass | steady-state conditions | 2880 |  | > | 5 | Lsurv |  |  |  |  | 8.907 | 5 | [10 empty] | glass |  | /cm^2 |  | 80 |  | 0 | 8.907
Juergensmeyer 2007 Methyl bromide fumigant lethal to Bacillus anthracis spores |  | Fumigation | CFU | 5000000 |  |  | 6.6 | cm^2 | 0.00066 | m^2 |  |  |  | 96 | mg/L |  |  |  | 37 |  | 50 | glass | steady-state conditions | 2880 |  | > | 5 | Lsurv |  |  |  |  | 8.907 | 5 | [10 empty] | glass |  | /cm^2 |  | 96 |  | 0 | 8.907
Juergensmeyer 2007 Methyl bromide fumigant lethal to Bacillus anthracis spores |  | Fumigation | CFU | 5000000 |  |  | 6.6 | cm^2 | 0.00066 | m^2 |  |  |  | 112 | mg/L |  |  |  | 37 |  | 50 | glass | steady-state conditions | 2880 |  |  | 5.21 | Lsurv | 0.154 | SD |  |  | 8.907 | 5 | [10 empty] | glass |  | /cm^2 |  | 112 |  |  | 8.907
Ryan 2014 Effect of inoculation method on the determition of decontamition efficacy against Bacillus spores |  | Fumigation | CFU | 5000000 |  |  | 2.54 | cm^2 | 0.000254 | m^2 |  |  | 0.1 | 750 | ppmv |  |  | 5 | 24 | 10 | 75 | carpet | steady-state conditions |  |  |  | 0.02451 | LR |  | SD |  |  |  | 3 | [10 empty] | carpet |  | /cm^2 | 750
Ryan 2014 Effect of inoculation method on the determition of decontamition efficacy against Bacillus spores |  | Fumigation | CFU | 5000000 |  |  | 2.54 | cm^2 | 0.000254 | m^2 |  |  | 0.1 | 750 | ppmv |  |  | 5 | 24 | 10 | 75 | carpet | steady-state conditions | 62.0168 |  |  | 3.0882 | LR |  | SD |  |  |  | 3 | [10 empty] | carpet |  | /cm^2 | 750
Ryan 2014 Effect of inoculation method on the determition of decontamition efficacy against Bacillus spores |  | Fumigation | CFU | 5000000 |  |  | 2.54 | cm^2 | 0.000254 | m^2 |  |  | 0.1 | 750 | ppmv |  |  | 5 | 24 | 10 | 75 | carpet | steady-state conditions | 119.4958 |  |  | 5.3676 | LR |  | SD |  |  |  | 3 | [10 empty] | carpet |  | /cm^2 | 750
Ryan 2014 Effect of inoculation method on the determition of decontamition efficacy against Bacillus spores |  | Fumigation | CFU | 5000000 |  |  | 2.54 | cm^2 | 0.000254 | m^2 |  |  | 0.1 | 750 | ppmv |  |  | 5 | 24 | 10 | 75 | carpet | steady-state conditions | 237.479 |  |  | 7.7696 | LR |  | SD |  |  |  | 3 | [10 empty] | carpet |  | /cm^2 | 750
Ryan 2014 Effect of inoculation method on the determition of decontamition efficacy against Bacillus spores |  | Fumigation | CFU | 5000000 |  |  | 2.54 | cm^2 | 0.000254 | m^2 |  |  | 0.1 | 750 | ppmv |  |  | 5 | 24 | 10 | 75 | carpet | steady-state conditions | 358.4874 |  |  | 6.201 | LR |  | SD |  |  |  | 3 | [10 empty] | carpet |  | /cm^2 | 750
Ryan 2014 Effect of inoculation method on the determition of decontamition efficacy against Bacillus spores |  | Fumigation | CFU | 5000000 |  |  | 2.54 | cm^2 | 0.000254 | m^2 |  |  | 0.1 | 750 | ppmv |  |  | 5 | 24 | 10 | 75 | carpet | steady-state conditions | 721.5126 |  |  | 7.7451 | LR |  | SD |  |  |  | 3 | [10 empty] | carpet |  | /cm^2 | 750
Ryan 2014 Effect of inoculation method on the determition of decontamition efficacy against Bacillus spores |  | Fumigation | CFU | 5000000 |  |  | 2.54 | cm^2 | 0.000254 | m^2 |  |  | 0.1 | 750 | ppmv |  |  | 5 | 24 | 10 | 75 | carpet | steady-state conditions |  |  |  | 8.8818e-16 | LR |  | SD |  |  |  | 3 | [10 empty] | carpet |  | /cm^2 | 750
Ryan 2014 Effect of inoculation method on the determition of decontamition efficacy against Bacillus spores |  | Fumigation | CFU | 5000000 |  |  | 2.54 | cm^2 | 0.000254 | m^2 |  |  | 0.1 | 750 | ppmv |  |  | 5 | 24 | 10 | 75 | carpet | steady-state conditions | 60.5042 |  |  | 3.6275 | LR |  | SD |  |  |  | 3 | [10 empty] | carpet |  | /cm^2 | 750
Ryan 2014 Effect of inoculation method on the determition of decontamition efficacy against Bacillus spores |  | Fumigation | CFU | 5000000 |  |  | 2.54 | cm^2 | 0.000254 | m^2 |  |  | 0.1 | 750 | ppmv |  |  | 5 | 24 | 10 | 75 | carpet | steady-state conditions | 117.9832 |  |  | 7.5735 | LR |  | SD |  |  |  | 3 | [10 empty] | carpet |  | /cm^2 | 750
Ryan 2014 Effect of inoculation method on the determition of decontamition efficacy against Bacillus spores |  | Fumigation | CFU | 5000000 |  |  | 2.54 | cm^2 | 0.000254 | m^2 |  |  | 0.1 | 750 | ppmv |  |  | 5 | 24 | 10 | 75 | carpet | steady-state conditions | 238.9916 |  |  | 7.5 | LR |  | SD |  |  |  | 3 | [10 empty] | carpet |  | /cm^2 | 750
Ryan 2014 Effect of inoculation method on the determition of decontamition efficacy against Bacillus spores |  | Fumigation | CFU | 5000000 |  |  | 2.54 | cm^2 | 0.000254 | m^2 |  |  | 0.1 | 750 | ppmv |  |  | 5 | 24 | 10 | 75 | carpet | steady-state conditions | 358.4874 |  |  | 7.5245 | LR |  | SD |  |  |  | 3 | [10 empty] | carpet |  | /cm^2 | 750
Ryan 2014 Effect of inoculation method on the determition of decontamition efficacy against Bacillus spores |  | Fumigation | CFU | 5000000 |  |  | 2.54 | cm^2 | 0.000254 | m^2 |  |  | 0.1 | 750 | ppmv |  |  | 5 | 24 | 10 | 75 | carpet | steady-state conditions | 721.5126 |  |  | 7.5245 | LR |  | SD |  |  |  | 3 | [10 empty] | carpet |  | /cm^2 | 750
Ryan 2014 Effect of inoculation method on the determition of decontamition efficacy against Bacillus spores |  | Fumigation | CFU | 5000000 |  |  | 2.54 | cm^2 | 0.000254 | m^2 |  |  | 0.1 | 750 | ppmv |  |  | 5 | 24 | 10 | 75 | galvanized metal | steady-state conditions |  |  |  | -0.051948 | LR |  | SD |  |  |  | 3 | [10 empty] | steel |  | /cm^2 | 750
Ryan 2014 Effect of inoculation method on the determition of decontamition efficacy against Bacillus spores |  | Fumigation | CFU | 5000000 |  |  | 2.54 | cm^2 | 0.000254 | m^2 |  |  | 0.1 | 750 | ppmv |  |  | 5 | 24 | 10 | 75 | galvanized metal | steady-state conditions | 65.8929 |  |  | 4.7532 | LR |  | SD |  |  |  | 3 | [10 empty] | steel |  | /cm^2 | 750
Ryan 2014 Effect of inoculation method on the determition of decontamition efficacy against Bacillus spores |  | Fumigation | CFU | 5000000 |  |  | 2.54 | cm^2 | 0.000254 | m^2 |  |  | 0.1 | 750 | ppmv |  |  | 5 | 24 | 10 | 75 | galvanized metal | steady-state conditions | 122.1429 |  |  | 7.5844 | LR |  | SD |  |  |  | 3 | [10 empty] | steel |  | /cm^2 | 750
Ryan 2014 Effect of inoculation method on the determition of decontamition efficacy against Bacillus spores |  | Fumigation | CFU | 5000000 |  |  | 2.54 | cm^2 | 0.000254 | m^2 |  |  | 0.1 | 750 | ppmv |  |  | 5 | 24 | 10 | 75 | galvanized metal | steady-state conditions | 231.4286 |  |  | 7.5584 | LR |  | SD |  |  |  | 3 | [10 empty] | steel |  | /cm^2 | 750
Ryan 2014 Effect of inoculation method on the determition of decontamition efficacy against Bacillus spores |  | Fumigation | CFU | 5000000 |  |  | 2.54 | cm^2 | 0.000254 | m^2 |  |  | 0.1 | 750 | ppmv |  |  | 5 | 24 | 10 | 75 | galvanized metal | steady-state conditions | 356.7857 |  |  | 7.5325 | LR |  | SD |  |  |  | 3 | [10 empty] | steel |  | /cm^2 | 750
Ryan 2014 Effect of inoculation method on the determition of decontamition efficacy against Bacillus spores |  | Fumigation | CFU | 5000000 |  |  | 2.54 | cm^2 | 0.000254 | m^2 |  |  | 0.1 | 750 | ppmv |  |  | 5 | 24 | 10 | 75 | galvanized metal | steady-state conditions | 723.2143 |  |  | 7.5325 | LR |  | SD |  |  |  | 3 | [10 empty] | steel |  | /cm^2 | 750
Ryan 2014 Effect of inoculation method on the determition of decontamition efficacy against Bacillus spores |  | Fumigation | CFU | 5000000 |  |  | 2.54 | cm^2 | 0.000254 | m^2 |  |  | 0.1 | 750 | ppmv |  |  | 5 | 24 | 10 | 75 | galvanized metal | steady-state conditions |  |  |  | 0 | LR |  | SD |  |  |  | 3 | [10 empty] | steel |  | /cm^2 | 750
Ryan 2014 Effect of inoculation method on the determition of decontamition efficacy against Bacillus spores |  | Fumigation | CFU | 5000000 |  |  | 2.54 | cm^2 | 0.000254 | m^2 |  |  | 0.1 | 750 | ppmv |  |  | 5 | 24 | 10 | 75 | galvanized metal | steady-state conditions | 62.6786 |  |  | 6.4675 | LR |  | SD |  |  |  | 3 | [10 empty] | steel |  | /cm^2 | 750
Ryan 2014 Effect of inoculation method on the determition of decontamition efficacy against Bacillus spores |  | Fumigation | CFU | 100000000 |  |  | 2.54 | cm^2 | 0.000254 | m^2 |  |  | 0.1 | 750 | ppmv |  |  | 5 | 24 | 10 | 75 | galvanized metal | steady-state conditions | 120.5357 |  |  | 7.6364 | LR |  | SD |  |  |  | 3 | [10 empty] | steel |  | /cm^2 | 750
Ryan 2014 Effect of inoculation method on the determition of decontamition efficacy against Bacillus spores |  | Fumigation | CFU | 100000000 |  |  | 2.54 | cm^2 | 0.000254 | m^2 |  |  | 0.1 | 750 | ppmv |  |  | 5 | 24 | 10 | 75 | galvanized metal | steady-state conditions | 234.6429 |  |  | 7.6104 | LR |  | SD |  |  |  | 3 | [10 empty] | steel |  | /cm^2 | 750
Ryan 2014 Effect of inoculation method on the determition of decontamition efficacy against Bacillus spores |  | Fumigation | CFU | 100000000 |  |  | 2.54 | cm^2 | 0.000254 | m^2 |  |  | 0.1 | 750 | ppmv |  |  | 5 | 24 | 10 | 75 | galvanized metal | steady-state conditions | 358.3929 |  |  | 7.5584 | LR |  | SD |  |  |  | 3 | [10 empty] | steel |  | /cm^2 | 750
Ryan 2014 Effect of inoculation method on the determition of decontamition efficacy against Bacillus spores |  | Fumigation | CFU | 100000000 |  |  | 2.54 | cm^2 | 0.000254 | m^2 |  |  | 0.1 | 750 | ppmv |  |  | 5 | 24 | 10 | 75 | galvanized metal | steady-state conditions | 724.8214 |  |  | 7.6364 | LR |  | SD |  |  |  | 3 | [10 empty] | steel |  | /cm^2 | 750
Ryan 2014 Effect of inoculation method on the determition of decontamition efficacy against Bacillus spores |  | Fumigation | CFU | 100000000 |  |  | 2.54 | cm^2 | 0.000254 | m^2 |  |  | 0.1 | 750 | ppmv |  |  | 5 | 24 | 10 | 75 | painted wallboard paper | steady-state conditions |  |  |  | -0.024213 | LR |  | SD |  |  |  | 3 | [10 empty] | wallboard |  | /cm^2 | 750
Ryan 2014 Effect of inoculation method on the determition of decontamition efficacy against Bacillus spores |  | Fumigation | CFU | 100000000 |  |  | 2.54 | cm^2 | 0.000254 | m^2 |  |  | 0.1 | 750 | ppmv |  |  | 5 | 24 | 10 | 75 | painted wallboard paper | steady-state conditions | 61.7497 |  |  | 4.1889 | LR |  | SD |  |  |  | 3 | [10 empty] | wallboard |  | /cm^2 | 750
Ryan 2014 Effect of inoculation method on the determition of decontamition efficacy against Bacillus spores |  | Fumigation | CFU | 100000000 |  |  | 2.54 | cm^2 | 0.000254 | m^2 |  |  | 0.1 | 750 | ppmv |  |  | 5 | 24 | 10 | 75 | painted wallboard paper | steady-state conditions | 121.294 |  |  | 3.632 | LR |  | SD |  |  |  | 3 | [10 empty] | wallboard |  | /cm^2 | 750
Ryan 2014 Effect of inoculation method on the determition of decontamition efficacy against Bacillus spores |  | Fumigation | CFU | 100000000 |  |  | 2.54 | cm^2 | 0.000254 | m^2 |  |  | 0.1 | 750 | ppmv |  |  | 5 | 24 | 10 | 75 | painted wallboard paper | steady-state conditions | 236.091 |  |  | 3.7288 | LR |  | SD |  |  |  | 3 | [10 empty] | wallboard |  | /cm^2 | 750
Ryan 2014 Effect of inoculation method on the determition of decontamition efficacy against Bacillus spores |  | Fumigation | CFU | 100000000 |  |  | 2.54 | cm^2 | 0.000254 | m^2 |  |  | 0.1 | 750 | ppmv |  |  | 5 | 24 | 10 | 75 | painted wallboard paper | steady-state conditions | 355.9845 |  |  | 8.0145 | LR |  | SD |  |  |  | 3 | [10 empty] | wallboard |  | /cm^2 | 750
Ryan 2014 Effect of inoculation method on the determition of decontamition efficacy against Bacillus spores |  | Fumigation | CFU | 100000000 |  |  | 2.54 | cm^2 | 0.000254 | m^2 |  |  | 0.1 | 750 | ppmv |  |  | 5 | 24 | 10 | 75 | painted wallboard paper | steady-state conditions | 719.7112 |  |  | 8.0145 | LR |  | SD |  |  |  | 3 | [10 empty] | wallboard |  | /cm^2 | 750
Ryan 2014 Effect of inoculation method on the determition of decontamition efficacy against Bacillus spores |  | Fumigation | CFU | 100000000 |  |  | 2.54 | cm^2 | 0.000254 | m^2 |  |  | 0.1 | 750 | ppmv |  |  | 5 | 24 | 10 | 75 | painted wallboard paper | steady-state conditions |  |  |  | -0.024213 | LR |  | SD |  |  |  | 3 | [10 empty] | wallboard |  | /cm^2 | 750
Ryan 2014 Effect of inoculation method on the determition of decontamition efficacy against Bacillus spores |  | Fumigation | CFU | 100000000 |  |  | 2.54 | cm^2 | 0.000254 | m^2 |  |  | 0.1 | 750 | ppmv |  |  | 5 | 24 | 10 | 75 | painted wallboard paper | steady-state conditions | 58.9127 |  |  | 5.1574 | LR |  | SD |  |  |  | 3 | [10 empty] | wallboard |  | /cm^2 | 750
Ryan 2014 Effect of inoculation method on the determition of decontamition efficacy against Bacillus spores |  | Fumigation | CFU | 100000000 |  |  | 2.54 | cm^2 | 0.000254 | m^2 |  |  | 0.1 | 750 | ppmv |  |  | 5 | 24 | 10 | 75 | painted wallboard paper | steady-state conditions | 120.1029 |  |  | 5.6416 | LR |  | SD |  |  |  | 3 | [10 empty] | wallboard |  | /cm^2 | 750
Ryan 2014 Effect of inoculation method on the determition of decontamition efficacy against Bacillus spores |  | Fumigation | CFU | 100000000 |  |  | 2.54 | cm^2 | 0.000254 | m^2 |  |  | 0.1 | 750 | ppmv |  |  | 5 | 24 | 10 | 75 | painted wallboard paper | steady-state conditions | 242.5085 |  |  | 6.7797 | LR |  | SD |  |  |  | 3 | [10 empty] | wallboard |  | /cm^2 | 750
Ryan 2014 Effect of inoculation method on the determition of decontamition efficacy against Bacillus spores |  | Fumigation | CFU | 100000000 |  |  | 2.54 | cm^2 | 0.000254 | m^2 |  |  | 0.1 | 750 | ppmv |  |  | 5 | 24 | 10 | 75 | painted wallboard paper | steady-state conditions | 358.7854 |  |  | 6.8039 | LR |  | SD |  |  |  | 3 | [10 empty] | wallboard |  | /cm^2 | 750
Ryan 2014 Effect of inoculation method on the determition of decontamition efficacy against Bacillus spores |  | Fumigation | CFU | 100000000 |  |  | 2.54 | cm^2 | 0.000254 | m^2 |  |  | 0.1 | 750 | ppmv |  |  | 5 | 24 | 10 | 75 | painted wallboard paper | steady-state conditions | 719.5344 |  |  | 6.8281 | LR |  | SD |  |  |  | 3 | [10 empty] | wallboard |  | /cm^2 | 750
Ryan 2014 Effect of inoculation method on the determition of decontamition efficacy against Bacillus spores |  | Fumigation | CFU | 100000000 |  |  | 2.54 | cm^2 | 0.000254 | m^2 |  |  | 0.1 | 750 | ppmv |  |  | 5 | 24 | 10 | 75 | bare fir wood | steady-state conditions |  |  |  | -0.047962 | LR |  | SD |  |  |  | 3 | [10 empty] | bare wood |  | /cm^2 | 750
Ryan 2014 Effect of inoculation method on the determition of decontamition efficacy against Bacillus spores |  | Fumigation | CFU | 100000000 |  |  | 2.54 | cm^2 | 0.000254 | m^2 |  |  | 0.1 | 750 | ppmv |  |  | 5 | 24 | 10 | 75 | bare fir wood | steady-state conditions | 50.3704 |  |  | 2.8058 | LR |  | SD |  |  |  | 3 | [10 empty] | bare wood |  | /cm^2 | 750
Ryan 2014 Effect of inoculation method on the determition of decontamition efficacy against Bacillus spores |  | Fumigation | CFU | 100000000 |  |  | 2.54 | cm^2 | 0.000254 | m^2 |  |  | 0.1 | 750 | ppmv |  |  | 5 | 24 | 10 | 75 | bare fir wood | steady-state conditions | 103.7037 |  |  | 3.693 | LR |  | SD |  |  |  | 3 | [10 empty] | bare wood |  | /cm^2 | 750
Ryan 2014 Effect of inoculation method on the determition of decontamition efficacy against Bacillus spores |  | Fumigation | CFU | 100000000 |  |  | 2.54 | cm^2 | 0.000254 | m^2 |  |  | 0.1 | 750 | ppmv |  |  | 5 | 24 | 10 | 75 | bare fir wood | steady-state conditions | 216.2963 |  |  | 5.2758 | LR |  | SD |  |  |  | 3 | [10 empty] | bare wood |  | /cm^2 | 750
Ryan 2014 Effect of inoculation method on the determition of decontamition efficacy against Bacillus spores |  | Fumigation | CFU | 100000000 |  |  | 2.54 | cm^2 | 0.000254 | m^2 |  |  | 0.1 | 750 | ppmv |  |  | 5 | 24 | 10 | 75 | bare fir wood | steady-state conditions | 328.8889 |  |  | 4.6523 | LR |  | SD |  |  |  | 3 | [10 empty] | bare wood |  | /cm^2 | 750
Ryan 2014 Effect of inoculation method on the determition of decontamition efficacy against Bacillus spores |  | Fumigation | CFU | 100000000 |  |  | 2.54 | cm^2 | 0.000254 | m^2 |  |  | 0.1 | 750 | ppmv |  |  | 5 | 24 | 10 | 75 | bare fir wood | steady-state conditions | 718.5185 |  |  | 7.7218 | LR |  | SD |  |  |  | 3 | [10 empty] | bare wood |  | /cm^2 | 750
Ryan 2014 Effect of inoculation method on the determition of decontamition efficacy against Bacillus spores |  | Fumigation | CFU | 100000000 |  |  | 2.54 | cm^2 | 0.000254 | m^2 |  |  | 0.1 | 750 | ppmv |  |  | 5 | 24 | 10 | 75 | bare fir wood | steady-state conditions |  |  |  | -0.023981 | LR |  | SD |  |  |  | 3 | [10 empty] | bare wood |  | /cm^2 | 750
Ryan 2014 Effect of inoculation method on the determition of decontamition efficacy against Bacillus spores |  | Fumigation | CFU | 100000000 |  |  | 2.54 | cm^2 | 0.000254 | m^2 |  |  | 0.1 | 750 | ppmv |  |  | 5 | 24 | 10 | 75 | bare fir wood | steady-state conditions | 51.8519 |  |  | 4.7242 | LR |  | SD |  |  |  | 3 | [10 empty] | bare wood |  | /cm^2 | 750
Ryan 2014 Effect of inoculation method on the determition of decontamition efficacy against Bacillus spores |  | Fumigation | CFU | 100000000 |  |  | 2.54 | cm^2 | 0.000254 | m^2 |  |  | 0.1 | 750 | ppmv |  |  | 5 | 24 | 10 | 75 | bare fir wood | steady-state conditions | 103.7037 |  |  | 6.6187 | LR |  | SD |  |  |  | 3 | [10 empty] | bare wood |  | /cm^2 | 750
Ryan 2014 Effect of inoculation method on the determition of decontamition efficacy against Bacillus spores |  | Fumigation | CFU | 100000000 |  |  | 2.54 | cm^2 | 0.000254 | m^2 |  |  | 0.1 | 750 | ppmv |  |  | 5 | 24 | 10 | 75 | bare fir wood | steady-state conditions | 216.2963 |  |  | 5.3717 | LR |  | SD |  |  |  | 3 | [10 empty] | bare wood |  | /cm^2 | 750
Ryan 2014 Effect of inoculation method on the determition of decontamition efficacy against Bacillus spores |  | Fumigation | CFU | 100000000 |  |  | 2.54 | cm^2 | 0.000254 | m^2 |  |  | 0.1 | 750 | ppmv |  |  | 5 | 24 | 10 | 75 | bare fir wood | steady-state conditions | 328.8889 |  |  | 5.4197 | LR |  | SD |  |  |  | 3 | [10 empty] | bare wood |  | /cm^2 | 750
Ryan 2014 Effect of inoculation method on the determition of decontamition efficacy against Bacillus spores |  | Fumigation | CFU | 100000000 |  |  | 2.54 | cm^2 | 0.000254 | m^2 |  |  | 0.1 | 750 | ppmv |  |  | 5 | 24 | 10 | 75 | bare fir wood | steady-state conditions | 718.5185 |  |  | 7.6978 | LR |  | SD |  |  |  | 3 | [10 empty] | bare wood |  | /cm^2 | 750
EPA 2012 Ictivation of Bacillus anthracis Spores in Soil Matrices with Chlorine Dioxide Gas |  | Fumigation | CFU | 100000000 |  |  | 9.6 | cm^2 | 0.00096 | m^2 |  |  | 378 | 3004 | ppmv |  |  | 2 | 22 | 2 | 77 | topsoil (1-cm deep) | steady-state conditions | 120 |  |  | 6.56 | LR | 1.3 | 1.96 x SE |  |  |  | 5 | [10 empty] | soil |  | /cm^2 | 3004
EPA 2012 Ictivation of Bacillus anthracis Spores in Soil Matrices with Chlorine Dioxide Gas |  | Fumigation | CFU | 100000000 |  |  | 9.6 | cm^2 | 0.00096 | m^2 |  |  | 378 | 3004 | ppmv |  |  | 2 | 22 | 2 | 77 | topsoil (1-cm deep) | steady-state conditions | 180 |  |  | 6.34 | LR | 0.86 | 1.96 x SE |  |  |  | 5 | [10 empty] | soil |  | /cm^2 | 3004
EPA 2012 Ictivation of Bacillus anthracis Spores in Soil Matrices with Chlorine Dioxide Gas |  | Fumigation | CFU | 100000000 |  |  | 9.6 | cm^2 | 0.00096 | m^2 |  |  | 378 | 3004 | ppmv |  |  | 2 | 22 | 2 | 77 | topsoil (1-cm deep) | steady-state conditions | 240 |  |  | 7.36 | LR | 0.73 | 1.96 x SE |  |  |  | 5 | [10 empty] | soil |  | /cm^2 | 3004
EPA 2012 Ictivation of Bacillus anthracis Spores in Soil Matrices with Chlorine Dioxide Gas |  | Fumigation | CFU | 100000000 |  |  | 9.6 | cm^2 | 0.00096 | m^2 |  |  | 378 | 3004 | ppmv |  |  | 2 | 22 | 2 | 77 | AZ test dust (1-cm deep) | steady-state conditions | 120 |  | ≥ | 7.95 | LR | 0.04 | 1.96 x SE |  |  |  | 5 | [12 empty] | /cm^2 | 3004 |  |  | 0 | 7.95
EPA 2012 Ictivation of Bacillus anthracis Spores in Soil Matrices with Chlorine Dioxide Gas |  | Fumigation | CFU | 5000000 |  |  | 9.6 | cm^2 | 0.00096 | m^2 |  |  | 378 | 3004 | ppmv |  |  | 2 | 22 | 2 | 77 | AZ test dust (1-cm deep) | steady-state conditions | 180 |  | ≥ | 7.94 | LR | 0.02 | 1.96 x SE |  |  |  | 5 | [12 empty] | /cm^2 | 3004 |  |  | 0 | 7.94
EPA 2012 Ictivation of Bacillus anthracis Spores in Soil Matrices with Chlorine Dioxide Gas |  | Fumigation | CFU | 5000000 |  |  | 9.6 | cm^2 | 0.00096 | m^2 |  |  | 378 | 3004 | ppmv |  |  | 2 | 22 | 2 | 77 | AZ test dust (1-cm deep) | steady-state conditions | 240 |  | ≥ | 7.97 | LR | 0.03 | 1.96 x SE |  |  |  | 5 | [12 empty] | /cm^2 | 3004 |  |  | 0 | 7.97
EPA 2012 Ictivation of Bacillus anthracis Spores in Soil Matrices with Chlorine Dioxide Gas |  | Fumigation | CFU | 5000000 |  |  | 9.6 | cm^2 | 0.00096 | m^2 |  |  | 485 | 3066 | ppmv |  |  | 2 | 22 | 2 | 88 | topsoil (1-cm deep) | steady-state conditions | 120 |  |  | 7.6 | LR | 1.1000000000000001 | 1.96 x SE |  |  |  | 5 | [10 empty] | soil |  | /cm^2 | 3066
EPA 2012 Ictivation of Bacillus anthracis Spores in Soil Matrices with Chlorine Dioxide Gas |  | Fumigation | CFU | 100000000 |  |  | 9.6 | cm^2 | 0.00096 | m^2 |  |  | 485 | 3066 | ppmv |  |  | 2 | 22 | 2 | 88 | topsoil (1-cm deep) | steady-state conditions | 180 |  |  | 7.34 | LR | 0.81 | 1.96 x SE |  |  |  | 5 | [10 empty] | soil |  | /cm^2 | 3066
EPA 2012 Ictivation of Bacillus anthracis Spores in Soil Matrices with Chlorine Dioxide Gas |  | Fumigation | CFU | 100000000 |  |  | 9.6 | cm^2 | 0.00096 | m^2 |  |  | 485 | 3066 | ppmv |  |  | 2 | 22 | 2 | 88 | topsoil (1-cm deep) | steady-state conditions | 240 |  |  | 7.69 | LR | 0.6 | 1.96 x SE |  |  |  | 5 | [10 empty] | soil |  | /cm^2 | 3066
EPA 2012 Ictivation of Bacillus anthracis Spores in Soil Matrices with Chlorine Dioxide Gas |  | Fumigation | CFU | 100000000 |  |  | 9.6 | cm^2 | 0.00096 | m^2 |  |  | 485 | 3066 | ppmv |  |  | 2 | 22 | 2 | 88 | AZ test dust (1-cm deep) | steady-state conditions | 120 |  | ≥ | 7.96 | LR | 0.04 | 1.96 x SE |  |  |  | 5 | [12 empty] | /cm^2 | 3066 |  |  | 0 | 7.96
EPA 2012 Ictivation of Bacillus anthracis Spores in Soil Matrices with Chlorine Dioxide Gas |  | Fumigation | CFU | 100000000 |  |  | 9.6 | cm^2 | 0.00096 | m^2 |  |  | 485 | 3066 | ppmv |  |  | 2 | 22 | 2 | 88 | AZ test dust (1-cm deep) | steady-state conditions | 180 |  |  | 7.27 | LR | 0.86 | 1.96 x SE |  |  |  | 5 | [12 empty] | /cm^2 | 3066
EPA 2012 Ictivation of Bacillus anthracis Spores in Soil Matrices with Chlorine Dioxide Gas |  | Fumigation | CFU | 100000000 |  |  | 9.6 | cm^2 | 0.00096 | m^2 |  |  | 485 | 3066 | ppmv |  |  | 2 | 22 | 2 | 88 | AZ test dust (1-cm deep) | steady-state conditions | 240 |  | ≥ | 7.96 | LR | 0.05 | 1.96 x SE |  |  |  | 5 | [12 empty] | /cm^2 | 3066 |  |  | 0 | 7.96
EPA 2012 Ictivation of Bacillus anthracis Spores in Soil Matrices with Chlorine Dioxide Gas |  | Fumigation | CFU | 100000000 |  |  | 9.6 | cm^2 | 0.00096 | m^2 |  |  | 328 | 3240 | ppmv |  |  | 2 | 22 | 2 | 78 | topsoil (2-cm deep) | steady-state conditions | 120 |  |  | 0.67 | LR | 0.1 | 1.96 x SE |  |  |  | 5 | [10 empty] | soil |  | /cm^2 | 3240
EPA 2012 Ictivation of Bacillus anthracis Spores in Soil Matrices with Chlorine Dioxide Gas |  | Fumigation | CFU | 10000000 |  |  | 9.6 | cm^2 | 0.00096 | m^2 |  |  | 328 | 3240 | ppmv |  |  | 2 | 22 | 2 | 78 | topsoil (2-cm deep) | steady-state conditions | 180 |  |  | 1.45 | LR | 0.37 | 1.96 x SE |  |  |  | 5 | [10 empty] | soil |  | /cm^2 | 3240
EPA 2012 Ictivation of Bacillus anthracis Spores in Soil Matrices with Chlorine Dioxide Gas |  | Fumigation | CFU | 10000000 |  |  | 9.6 | cm^2 | 0.00096 | m^2 |  |  | 328 | 3240 | ppmv |  |  | 2 | 22 | 2 | 78 | topsoil (2-cm deep) | steady-state conditions | 240 |  |  | 2.86 | LR | 0.94 | 1.96 x SE |  |  |  | 5 | [10 empty] | soil |  | /cm^2 | 3240
EPA 2012 Ictivation of Bacillus anthracis Spores in Soil Matrices with Chlorine Dioxide Gas |  | Fumigation | CFU | 10000000 |  |  | 9.6 | cm^2 | 0.00096 | m^2 |  |  | 328 | 3240 | ppmv |  |  | 2 | 22 | 2 | 78 | AZ test dust (2-cm deep) | steady-state conditions | 120 |  | ≥ | 7.64 | LR | 0.05 | 1.96 x SE |  |  |  | 5 | [12 empty] | /cm^2 | 3240 |  |  | 0 | 7.64
EPA 2012 Ictivation of Bacillus anthracis Spores in Soil Matrices with Chlorine Dioxide Gas |  | Fumigation | CFU | 10000000 |  |  | 9.6 | cm^2 | 0.00096 | m^2 |  |  | 328 | 3240 | ppmv |  |  | 2 | 22 | 2 | 78 | AZ test dust (2-cm deep) | steady-state conditions | 180 |  | ≥ | 7.68 | LR | 0.04 | 1.96 x SE |  |  |  | 5 | [12 empty] | /cm^2 | 3240 |  |  | 0 | 7.68
EPA 2012 Ictivation of Bacillus anthracis Spores in Soil Matrices with Chlorine Dioxide Gas |  | Fumigation | CFU | 10000000 |  |  | 9.6 | cm^2 | 0.00096 | m^2 |  |  | 328 | 3240 | ppmv |  |  | 2 | 22 | 2 | 78 | AZ test dust (2-cm deep) | steady-state conditions | 240 |  | ≥ | 7.59 | LR | 0.05 | 1.96 x SE |  |  |  | 5 | [12 empty] | /cm^2 | 3240 |  |  | 0 | 7.59
EPA 2012 Ictivation of Bacillus anthracis Spores in Soil Matrices with Chlorine Dioxide Gas |  | Fumigation | CFU | 10000000 |  |  | 9.6 | cm^2 | 0.00096 | m^2 |  |  | 259 | 3089 | ppmv |  |  | 2 | 22 | 1 | 76 | topsoil (2-cm deep) | steady-state conditions | 120 |  |  | 0.59 | LR | 0.28000000000000003 | 1.96 x SE |  |  |  | 5 | [10 empty] | soil |  | /cm^2 | 3089
EPA 2012 Ictivation of Bacillus anthracis Spores in Soil Matrices with Chlorine Dioxide Gas |  | Fumigation | CFU | 10000000 |  |  | 9.6 | cm^2 | 0.00096 | m^2 |  |  | 259 | 3089 | ppmv |  |  | 2 | 22 | 1 | 76 | topsoil (2-cm deep) | steady-state conditions | 180 |  |  | 1.88 | LR | 0.86 | 1.96 x SE |  |  |  | 5 | [10 empty] | soil |  | /cm^2 | 3089
EPA 2012 Ictivation of Bacillus anthracis Spores in Soil Matrices with Chlorine Dioxide Gas |  | Fumigation | CFU | 10000000 |  |  | 9.6 | cm^2 | 0.00096 | m^2 |  |  | 259 | 3089 | ppmv |  |  | 2 | 22 | 1 | 76 | topsoil (2-cm deep) | steady-state conditions | 240 |  |  | 2.93 | LR | 0.66 | 1.96 x SE |  |  |  | 5 | [10 empty] | soil |  | /cm^2 | 3089
EPA 2012 Ictivation of Bacillus anthracis Spores in Soil Matrices with Chlorine Dioxide Gas |  | Fumigation | CFU | 10000000 |  |  | 9.6 | cm^2 | 0.00096 | m^2 |  |  | 259 | 3089 | ppmv |  |  | 2 | 22 | 1 | 76 | AZ test dust (2-cm deep) | steady-state conditions | 120 |  | ≥ | 7.73 | LR | 0.04 | 1.96 x SE |  |  |  | 5 | [12 empty] | /cm^2 | 3089 |  |  | 0 | 7.73
EPA 2012 Ictivation of Bacillus anthracis Spores in Soil Matrices with Chlorine Dioxide Gas |  | Fumigation | CFU | 10000000 |  |  | 9.6 | cm^2 | 0.00096 | m^2 |  |  | 259 | 3089 | ppmv |  |  | 2 | 22 | 1 | 76 | AZ test dust (2-cm deep) | steady-state conditions | 180 |  | ≥ | 7.57 | LR | 0.11 | 1.96 x SE |  |  |  | 5 | [12 empty] | /cm^2 | 3089 |  |  | 0 | 7.57
EPA 2012 Ictivation of Bacillus anthracis Spores in Soil Matrices with Chlorine Dioxide Gas |  | Fumigation | CFU | 10000000 |  |  | 9.6 | cm^2 | 0.00096 | m^2 |  |  | 259 | 3089 | ppmv |  |  | 2 | 22 | 1 | 76 | AZ test dust (2-cm deep) | steady-state conditions | 240 |  | ≥ | 7.77 | LR | 0.02 | 1.96 x SE |  |  |  | 5 | [12 empty] | /cm^2 | 3089 |  |  | 0 | 7.77
EPA 2012 Ictivation of Bacillus anthracis Spores in Soil Matrices with Chlorine Dioxide Gas |  | Fumigation | CFU | 10000000 |  |  | 9.6 | cm^2 | 0.00096 | m^2 |  |  | 358 | 3108 | ppmv |  |  | 2 | 22 | 2 | 86 | topsoil (2-cm deep) | steady-state conditions | 120 |  |  | 0.84 | LR | 0.23 | 1.96 x SE |  |  |  | 5 | [10 empty] | soil |  | /cm^2 | 3108
EPA 2012 Ictivation of Bacillus anthracis Spores in Soil Matrices with Chlorine Dioxide Gas |  | Fumigation | CFU | 10000000 |  |  | 9.6 | cm^2 | 0.00096 | m^2 |  |  | 358 | 3108 | ppmv |  |  | 2 | 22 | 2 | 86 | topsoil (2-cm deep) | steady-state conditions | 180 |  |  | 2.3 | LR | 0.55000000000000004 | 1.96 x SE |  |  |  | 5 | [10 empty] | soil |  | /cm^2 | 3108
EPA 2012 Ictivation of Bacillus anthracis Spores in Soil Matrices with Chlorine Dioxide Gas |  | Fumigation | CFU | 10000000 |  |  | 9.6 | cm^2 | 0.00096 | m^2 |  |  | 358 | 3108 | ppmv |  |  | 2 | 22 | 2 | 86 | topsoil (2-cm deep) | steady-state conditions | 240 |  |  | 3.68 | LR | 0.83 | 1.96 x SE |  |  |  | 5 | [10 empty] | soil |  | /cm^2 | 3108
EPA 2012 Ictivation of Bacillus anthracis Spores in Soil Matrices with Chlorine Dioxide Gas |  | Fumigation | CFU | 10000000 |  |  | 9.6 | cm^2 | 0.00096 | m^2 |  |  | 358 | 3108 | ppmv |  |  | 2 | 22 | 2 | 86 | AZ test dust (2-cm deep) | steady-state conditions | 120 |  | ≥ | 7.51 | LR | 0.04 | 1.96 x SE |  |  |  | 5 | [12 empty] | /cm^2 | 3108 |  |  | 0 | 7.51
EPA 2012 Ictivation of Bacillus anthracis Spores in Soil Matrices with Chlorine Dioxide Gas |  | Fumigation | CFU | 10000000 |  |  | 9.6 | cm^2 | 0.00096 | m^2 |  |  | 358 | 3108 | ppmv |  |  | 2 | 22 | 2 | 86 | AZ test dust (2-cm deep) | steady-state conditions | 180 |  | ≥ | 7.58 | LR | 0.05 | 1.96 x SE |  |  |  | 5 | [12 empty] | /cm^2 | 3108 |  |  | 0 | 7.58
EPA 2012 Ictivation of Bacillus anthracis Spores in Soil Matrices with Chlorine Dioxide Gas |  | Fumigation | CFU | 10000000 |  |  | 9.6 | cm^2 | 0.00096 | m^2 |  |  | 358 | 3108 | ppmv |  |  | 2 | 22 | 2 | 86 | AZ test dust (2-cm deep) | steady-state conditions | 240 |  | ≥ | 7.57 | LR | 0.05 | 1.96 x SE |  |  |  | 5 | [12 empty] | /cm^2 | 3108 |  |  | 0 | 7.57
EPA 2012 Ictivation of Bacillus anthracis Spores in Soil Matrices with Chlorine Dioxide Gas |  | Fumigation | CFU | 10000000 |  |  | 9.6 | cm^2 | 0.00096 | m^2 |  |  | 234 | 3170 | ppmv |  |  | 2 | 22 | 1 | 86 | topsoil (2-cm deep) | steady-state conditions | 120 |  |  | 0.69 | LR | 0.14000000000000001 | 1.96 x SE |  |  |  | 5 | [10 empty] | soil |  | /cm^2 | 3170
EPA 2012 Ictivation of Bacillus anthracis Spores in Soil Matrices with Chlorine Dioxide Gas |  | Fumigation | CFU | 10000000 |  |  | 9.6 | cm^2 | 0.00096 | m^2 |  |  | 234 | 3170 | ppmv |  |  | 2 | 22 | 1 | 86 | topsoil (2-cm deep) | steady-state conditions | 180 |  |  | 1.38 | LR | 0.36 | 1.96 x SE |  |  |  | 5 | [10 empty] | soil |  | /cm^2 | 3170
EPA 2012 Ictivation of Bacillus anthracis Spores in Soil Matrices with Chlorine Dioxide Gas |  | Fumigation | CFU | 10000000 |  |  | 9.6 | cm^2 | 0.00096 | m^2 |  |  | 234 | 3170 | ppmv |  |  | 2 | 22 | 1 | 86 | topsoil (2-cm deep) | steady-state conditions | 240 |  |  | 3.72 | LR | 0.79 | 1.96 x SE |  |  |  | 5 | [10 empty] | soil |  | /cm^2 | 3170
EPA 2012 Ictivation of Bacillus anthracis Spores in Soil Matrices with Chlorine Dioxide Gas |  | Fumigation | CFU | 10000000 |  |  | 9.6 | cm^2 | 0.00096 | m^2 |  |  | 234 | 3170 | ppmv |  |  | 2 | 22 | 1 | 86 | AZ test dust (2-cm deep) | steady-state conditions | 120 |  | ≥ | 7.68 | LR | 0.05 | 1.96 x SE |  |  |  | 5 | [12 empty] | /cm^2 | 3170 |  |  | 0 | 7.68
EPA 2012 Ictivation of Bacillus anthracis Spores in Soil Matrices with Chlorine Dioxide Gas |  | Fumigation | CFU | 10000000 |  |  | 9.6 | cm^2 | 0.00096 | m^2 |  |  | 234 | 3170 | ppmv |  |  | 2 | 22 | 1 | 86 | AZ test dust (2-cm deep) | steady-state conditions | 180 |  | ≥ | 7.73 | LR | 0.02 | 1.96 x SE |  |  |  | 5 | [12 empty] | /cm^2 | 3170 |  |  | 0 | 7.73
EPA 2012 Ictivation of Bacillus anthracis Spores in Soil Matrices with Chlorine Dioxide Gas |  | Fumigation | CFU | 10000000 |  |  | 9.6 | cm^2 | 0.00096 | m^2 |  |  | 234 | 3170 | ppmv |  |  | 2 | 22 | 1 | 86 | AZ test dust (2-cm deep) | steady-state conditions | 240 |  | ≥ | 7.72 | LR | 0.03 | 1.96 x SE |  |  |  | 5 | [12 empty] | /cm^2 | 3170 |  |  | 0 | 7.72
EPA 2014 Methyl Bromide Decontamition of Indoor and Outdoor Materials Contamited with Bacillus anthracis Spores |  | Fumigation | CFU | 10000000 |  |  | 14.25 | cm^2 | 0.001425 | m^2 |  |  | SD < 5 | 212 | mg/L |  |  | SD < 0.58 | 22 | SD < 2.99 | 45 | Glass | steady-state conditions | 2160 |  |  | 3.14 | LR | 0.3 | 1.96 x SE |  |  |  | 5 | No damage | [9 empty] | glass |  | /cm^2 |  | 212
EPA 2014 Methyl Bromide Decontamition of Indoor and Outdoor Materials Contamited with Bacillus anthracis Spores |  | Fumigation | CFU | 10000000 |  |  | 14.25 | cm^2 | 0.001425 | m^2 |  |  | SD < 5 | 212 | mg/L |  |  | SD < 0.58 | 22 | SD < 2.99 | 45 | Ceiling Tile | steady-state conditions | 2160 |  |  | 3.47 | LR | 0.11 | 1.96 x SE |  |  |  | 5 | No damage | [9 empty] | ceiling tile |  | /cm^2 |  | 212
EPA 2014 Methyl Bromide Decontamition of Indoor and Outdoor Materials Contamited with Bacillus anthracis Spores |  | Fumigation | CFU | 10000000 |  |  | 14.25 | cm^2 | 0.001425 | m^2 |  |  | SD < 5 | 212 | mg/L |  |  | SD < 0.58 | 22 | SD < 2.99 | 45 | Carpet | steady-state conditions | 2160 |  |  | 4.18 | LR | 0.6 | 1.96 x SE |  |  |  | 5 | No damage | [9 empty] | carpet |  | /cm^2 |  | 212
EPA 2014 Methyl Bromide Decontamition of Indoor and Outdoor Materials Contamited with Bacillus anthracis Spores |  | Fumigation | CFU | 10000000 |  |  | 14.25 | cm^2 | 0.001425 | m^2 |  |  | SD < 5 | 212 | mg/L |  |  | SD < 0.58 | 22 | SD < 2.99 | 45 | Painted Wallboard Paper | steady-state conditions | 2160 |  | ≥ | 7.04 | LR | 0.08 | 1.96 x SE |  |  |  | 5 | No damage | [9 empty] | wallboard |  | /cm^2 |  | 212 |  | 0 | 7.04
EPA 2014 Methyl Bromide Decontamition of Indoor and Outdoor Materials Contamited with Bacillus anthracis Spores |  | Fumigation | CFU | 10000000 |  |  | 14.25 | cm^2 | 0.001425 | m^2 |  |  | SD < 5 | 212 | mg/L |  |  | SD < 0.58 | 22 | SD < 2.99 | 45 | Bare Pine Wood | steady-state conditions | 2160 |  |  | 2.16 | LR | 0.34 | 1.96 x SE |  |  |  | 5 | No damage | [9 empty] | bare wood |  | /cm^2 |  | 212
EPA 2014 Methyl Bromide Decontamition of Indoor and Outdoor Materials Contamited with Bacillus anthracis Spores |  | Fumigation | CFU | 10000000 |  |  | 14.25 | cm^2 | 0.001425 | m^2 |  |  | SD < 5 | 212 | mg/L |  |  | SD < 0.58 | 22 | SD < 2.99 | 45 | Unpainted Concrete | steady-state conditions | 2160 |  | ≥ | 6.17 | LR | 0.25 | 1.96 x SE |  |  |  | 5 | No damage | [9 empty] | concrete |  | /cm^2 |  | 212 |  | 0 | 6.17
EPA 2014 Methyl Bromide Decontamition of Indoor and Outdoor Materials Contamited with Bacillus anthracis Spores |  | Fumigation | CFU | 10000000 |  |  | 14.25 | cm^2 | 0.001425 | m^2 |  |  | SD < 5 | 212 | mg/L |  |  | SD < 0.58 | 22 | SD < 2.99 | 45 | Glass | steady-state conditions | 2880 |  |  | 3 | LR | 0.2 | 1.96 x SE |  |  |  | 5 | No damage | [9 empty] | glass |  | /cm^2 |  | 212
EPA 2014 Methyl Bromide Decontamition of Indoor and Outdoor Materials Contamited with Bacillus anthracis Spores |  | Fumigation | CFU | 10000000 |  |  | 14.25 | cm^2 | 0.001425 | m^2 |  |  | SD < 5 | 212 | mg/L |  |  | SD < 0.58 | 22 | SD < 2.99 | 45 | Ceiling Tile | steady-state conditions | 2880 |  | ≥ | 6.76 | LR | 0.09 | 1.96 x SE |  |  |  | 5 | No damage | [9 empty] | ceiling tile |  | /cm^2 |  | 212 |  | 0 | 6.76
EPA 2014 Methyl Bromide Decontamition of Indoor and Outdoor Materials Contamited with Bacillus anthracis Spores |  | Fumigation | CFU | 10000000 |  |  | 14.25 | cm^2 | 0.001425 | m^2 |  |  | SD < 5 | 212 | mg/L |  |  | SD < 0.58 | 22 | SD < 2.99 | 45 | Carpet | steady-state conditions | 2880 |  |  | 6.35 | LR | 1.55 | 1.96 x SE |  |  |  | 5 | No damage | [9 empty] | carpet |  | /cm^2 |  | 212
EPA 2014 Methyl Bromide Decontamition of Indoor and Outdoor Materials Contamited with Bacillus anthracis Spores |  | Fumigation | CFU | 10000000 |  |  | 14.25 | cm^2 | 0.001425 | m^2 |  |  | SD < 5 | 212 | mg/L |  |  | SD < 0.58 | 22 | SD < 2.99 | 45 | Painted Wallboard Paper | steady-state conditions | 2880 |  | ≥ | 7.21 | LR | 0.12 | 1.96 x SE |  |  |  | 5 | No damage | [9 empty] | wallboard |  | /cm^2 |  | 212 |  | 0 | 7.21
EPA 2014 Methyl Bromide Decontamition of Indoor and Outdoor Materials Contamited with Bacillus anthracis Spores |  | Fumigation | CFU | 10000000 |  |  | 14.25 | cm^2 | 0.001425 | m^2 |  |  | SD < 5 | 212 | mg/L |  |  | SD < 0.58 | 22 | SD < 2.99 | 45 | Bare Pine Wood | steady-state conditions | 2880 |  |  | 2.82 | LR | 0.44 | 1.96 x SE |  |  |  | 5 | No damage | [9 empty] | bare wood |  | /cm^2 |  | 212
EPA 2014 Methyl Bromide Decontamition of Indoor and Outdoor Materials Contamited with Bacillus anthracis Spores |  | Fumigation | CFU | 10000000 |  |  | 14.25 | cm^2 | 0.001425 | m^2 |  |  | SD < 5 | 212 | mg/L |  |  | SD < 0.58 | 22 | SD < 2.99 | 45 | Unpainted Concrete | steady-state conditions | 2880 |  | ≥ | 6.89 | LR | 0.11 | 1.96 x SE |  |  |  | 5 | No damage | [9 empty] | concrete |  | /cm^2 |  | 212 |  | 0 | 6.89
EPA 2014 Methyl Bromide Decontamition of Indoor and Outdoor Materials Contamited with Bacillus anthracis Spores |  | Fumigation | CFU | 10000000 |  |  | 14.25 | cm^2 | 0.001425 | m^2 |  |  | SD < 5 | 212 | mg/L |  |  | SD < 0.58 | 22 | SD < 2.99 | 75 | Glass | steady-state conditions | 2160 |  | ≥ | 7.92 | LR | 0.04 | 1.96 x SE |  |  |  | 5 | No damage | [9 empty] | glass |  | /cm^2 |  | 212 |  | 0 | 7.92
EPA 2014 Methyl Bromide Decontamition of Indoor and Outdoor Materials Contamited with Bacillus anthracis Spores |  | Fumigation | CFU | 10000000 |  |  | 14.25 | cm^2 | 0.001425 | m^2 |  |  | SD < 5 | 212 | mg/L |  |  | SD < 0.58 | 22 | SD < 2.99 | 75 | Ceiling Tile | steady-state conditions | 2160 |  | ≥ | 7.07 | LR | 0.02 | 1.96 x SE |  |  |  | 5 | No damage | [9 empty] | ceiling tile |  | /cm^2 |  | 212 |  | 0 | 7.07
EPA 2014 Methyl Bromide Decontamition of Indoor and Outdoor Materials Contamited with Bacillus anthracis Spores |  | Fumigation | CFU | 10000000 |  |  | 14.25 | cm^2 | 0.001425 | m^2 |  |  | SD < 5 | 212 | mg/L |  |  | SD < 0.58 | 22 | SD < 2.99 | 75 | Carpet | steady-state conditions | 2160 |  | ≥ | 7.93 | LR | 0.04 | 1.96 x SE |  |  |  | 5 | No damage | [9 empty] | carpet |  | /cm^2 |  | 212 |  | 0 | 7.93
EPA 2014 Methyl Bromide Decontamition of Indoor and Outdoor Materials Contamited with Bacillus anthracis Spores |  | Fumigation | CFU | 10000000 |  |  | 14.25 | cm^2 | 0.001425 | m^2 |  |  | SD < 5 | 212 | mg/L |  |  | SD < 0.58 | 22 | SD < 2.99 | 75 | Painted Wallboard Paper | steady-state conditions | 2160 |  | ≥ | 7.76 | LR | 0.04 | 1.96 x SE |  |  |  | 5 | No damage | [9 empty] | wallboard |  | /cm^2 |  | 212 |  | 0 | 7.76
EPA 2014 Methyl Bromide Decontamition of Indoor and Outdoor Materials Contamited with Bacillus anthracis Spores |  | Fumigation | CFU | 10000000 |  |  | 14.25 | cm^2 | 0.001425 | m^2 |  |  | SD < 5 | 212 | mg/L |  |  | SD < 0.58 | 22 | SD < 2.99 | 75 | Bare Pine Wood | steady-state conditions | 2160 |  | ≥ | 7.02 | LR | 0.06 | 1.96 x SE |  |  |  | 5 | No damage | [9 empty] | bare wood |  | /cm^2 |  | 212 |  | 0 | 7.02
EPA 2014 Methyl Bromide Decontamition of Indoor and Outdoor Materials Contamited with Bacillus anthracis Spores |  | Fumigation | CFU | 10000000 |  |  | 14.25 | cm^2 | 0.001425 | m^2 |  |  | SD < 5 | 212 | mg/L |  |  | SD < 0.58 | 22 | SD < 2.99 | 75 | Unpainted Concrete | steady-state conditions | 2160 |  | ≥ | 7.51 | LR | 0.15 | 1.96 x SE |  |  |  | 5 | No damage | [9 empty] | concrete |  | /cm^2 |  | 212 |  | 0 | 7.51
EPA 2014 Methyl Bromide Decontamition of Indoor and Outdoor Materials Contamited with Bacillus anthracis Spores |  | Fumigation | CFU | 10000000 |  |  | 14.25 | cm^2 | 0.001425 | m^2 |  |  | SD < 5 | 212 | mg/L |  |  | SD < 0.58 | 27 | SD < 2.99 | 45 | Glass | steady-state conditions | 2160 |  |  | 4.86 | LR | 0.9 | 1.96 x SE |  |  |  | 5 | No damage | [9 empty] | glass |  | /cm^2 |  | 212
EPA 2014 Methyl Bromide Decontamition of Indoor and Outdoor Materials Contamited with Bacillus anthracis Spores |  | Fumigation | CFU | 10000000 |  |  | 14.25 | cm^2 | 0.001425 | m^2 |  |  | SD < 5 | 212 | mg/L |  |  | SD < 0.58 | 27 | SD < 2.99 | 45 | Ceiling Tile | steady-state conditions | 2160 |  |  | 6.41 | LR | 1.26 | 1.96 x SE |  |  |  | 5 | No damage | [9 empty] | ceiling tile |  | /cm^2 |  | 212
EPA 2014 Methyl Bromide Decontamition of Indoor and Outdoor Materials Contamited with Bacillus anthracis Spores |  | Fumigation | CFU | 10000000 |  |  | 14.25 | cm^2 | 0.001425 | m^2 |  |  | SD < 5 | 212 | mg/L |  |  | SD < 0.58 | 27 | SD < 2.99 | 45 | Carpet | steady-state conditions | 2160 |  | ≥ | 7.95 | LR | 0.03 | 1.96 x SE |  |  |  | 5 | No damage | [9 empty] | carpet |  | /cm^2 |  | 212 |  | 0 | 7.95
EPA 2014 Methyl Bromide Decontamition of Indoor and Outdoor Materials Contamited with Bacillus anthracis Spores |  | Fumigation | CFU | 200000 |  |  | 14.25 | cm^2 | 0.001425 | m^2 |  |  | SD < 5 | 212 | mg/L |  |  | SD < 0.58 | 27 | SD < 2.99 | 45 | Painted Wallboard Paper | steady-state conditions | 2160 |  | ≥ | 7.5 | LR | 0.05 | 1.96 x SE |  |  |  | 5 | No damage | [9 empty] | wallboard |  | /cm^2 |  | 212 |  | 0 | 7.5
EPA 2014 Methyl Bromide Decontamition of Indoor and Outdoor Materials Contamited with Bacillus anthracis Spores |  | Fumigation | CFU | 200000 |  |  | 14.25 | cm^2 | 0.001425 | m^2 |  |  | SD < 5 | 212 | mg/L |  |  | SD < 0.58 | 27 | SD < 2.99 | 45 | Bare Pine Wood | steady-state conditions | 2160 |  |  | 5.93 | LR | 1.34 | 1.96 x SE |  |  |  | 5 | No damage | [9 empty] | bare wood |  | /cm^2 |  | 212
EPA 2014 Methyl Bromide Decontamition of Indoor and Outdoor Materials Contamited with Bacillus anthracis Spores |  | Fumigation | CFU | 200000 |  |  | 14.25 | cm^2 | 0.001425 | m^2 |  |  | SD < 5 | 212 | mg/L |  |  | SD < 0.58 | 27 | SD < 2.99 | 45 | Unpainted Concrete | steady-state conditions | 2160 |  | ≥ | 7.23 | LR | 0.24 | 1.96 x SE |  |  |  | 5 | No damage | [9 empty] | concrete |  | /cm^2 |  | 212 |  | 0 | 7.23
EPA 2014 Methyl Bromide Decontamition of Indoor and Outdoor Materials Contamited with Bacillus anthracis Spores |  | Fumigation | CFU | 200000 |  |  | 14.25 | cm^2 | 0.001425 | m^2 |  |  | SD < 5 | 212 | mg/L |  |  | SD < 0.58 | 22 | SD < 2.99 | 75 | Glass | steady-state conditions | 1440 |  |  | 2.54 | LR | 0.22 | 1.96 x SE |  |  |  | 5 | No damage | [9 empty] | glass |  | /cm^2 |  | 212
EPA 2014 Methyl Bromide Decontamition of Indoor and Outdoor Materials Contamited with Bacillus anthracis Spores |  | Fumigation | CFU | 200000 |  |  | 14.25 | cm^2 | 0.001425 | m^2 |  |  | SD < 5 | 212 | mg/L |  |  | SD < 0.58 | 22 | SD < 2.99 | 75 | Ceiling Tile | steady-state conditions | 1440 |  |  | 2.7 | LR | 0.48 | 1.96 x SE |  |  |  | 5 | No damage | [9 empty] | ceiling tile |  | /cm^2 |  | 212
EPA 2014 Methyl Bromide Decontamition of Indoor and Outdoor Materials Contamited with Bacillus anthracis Spores |  | Fumigation | CFU | 200000 |  |  | 14.25 | cm^2 | 0.001425 | m^2 |  |  | SD < 5 | 212 | mg/L |  |  | SD < 0.58 | 22 | SD < 2.99 | 75 | Carpet | steady-state conditions | 1440 |  |  | 3.31 | LR | 0.78 | 1.96 x SE |  |  |  | 5 | No damage | [9 empty] | carpet |  | /cm^2 |  | 212
EPA 2014 Methyl Bromide Decontamition of Indoor and Outdoor Materials Contamited with Bacillus anthracis Spores |  | Fumigation | CFU | 200000 |  |  | 14.25 | cm^2 | 0.001425 | m^2 |  |  | SD < 5 | 212 | mg/L |  |  | SD < 0.58 | 22 | SD < 2.99 | 75 | Painted Wallboard Paper | steady-state conditions | 1440 |  |  | 2.69 | LR | 0.3 | 1.96 x SE |  |  |  | 5 | No damage | [9 empty] | wallboard |  | /cm^2 |  | 212
EPA 2014 Methyl Bromide Decontamition of Indoor and Outdoor Materials Contamited with Bacillus anthracis Spores |  | Fumigation | CFU | 200000 |  |  | 14.25 | cm^2 | 0.001425 | m^2 |  |  | SD < 5 | 212 | mg/L |  |  | SD < 0.58 | 22 | SD < 2.99 | 75 | Bare Pine Wood | steady-state conditions | 1440 |  |  | 2.99 | LR | 0.5 | 1.96 x SE |  |  |  | 5 | No damage | [9 empty] | bare wood |  | /cm^2 |  | 212
EPA 2014 Methyl Bromide Decontamition of Indoor and Outdoor Materials Contamited with Bacillus anthracis Spores |  | Fumigation | CFU | 200000 |  |  | 14.25 | cm^2 | 0.001425 | m^2 |  |  | SD < 5 | 212 | mg/L |  |  | SD < 0.58 | 22 | SD < 2.99 | 75 | Unpainted Concrete | steady-state conditions | 1440 |  |  | 3.41 | LR | 0.56000000000000005 | 1.96 x SE |  |  |  | 5 | No damage | [9 empty] | concrete |  | /cm^2 |  | 212
EPA 2014 Methyl Bromide Decontamition of Indoor and Outdoor Materials Contamited with Bacillus anthracis Spores |  | Fumigation | CFU | 200000 |  |  | 14.25 | cm^2 | 0.001425 | m^2 |  |  | SD < 5 | 212 | mg/L |  |  | SD < 0.58 | 27 | SD < 2.99 | 45 | Glass | steady-state conditions | 2880 |  |  | 3.49 | LR | 0.74 | 1.96 x SE |  |  |  | 5 | No damage | [9 empty] | glass |  | /cm^2 |  | 212
EPA 2014 Methyl Bromide Decontamition of Indoor and Outdoor Materials Contamited with Bacillus anthracis Spores |  | Fumigation | CFU | 200000 |  |  | 14.25 | cm^2 | 0.001425 | m^2 |  |  | SD < 5 | 212 | mg/L |  |  | SD < 0.58 | 27 | SD < 2.99 | 45 | Ceiling Tile | steady-state conditions | 2880 |  |  | 4 | LR | 0.65 | 1.96 x SE |  |  |  | 5 | No damage | [9 empty] | ceiling tile |  | /cm^2 |  | 212
EPA 2014 Methyl Bromide Decontamition of Indoor and Outdoor Materials Contamited with Bacillus anthracis Spores |  | Fumigation | CFU | 200000 |  |  | 14.25 | cm^2 | 0.001425 | m^2 |  |  | SD < 5 | 212 | mg/L |  |  | SD < 0.58 | 27 | SD < 2.99 | 45 | Carpet | steady-state conditions | 2880 |  |  | 6.6 | LR | 1.66 | 1.96 x SE |  |  |  | 5 | No damage | [9 empty] | carpet |  | /cm^2 |  | 212
EPA 2014 Methyl Bromide Decontamition of Indoor and Outdoor Materials Contamited with Bacillus anthracis Spores |  | Fumigation | CFU | 200000 |  |  | 14.25 | cm^2 | 0.001425 | m^2 |  |  | SD < 5 | 212 | mg/L |  |  | SD < 0.58 | 27 | SD < 2.99 | 45 | Painted Wallboard Paper | steady-state conditions | 2880 |  | ≥ | 7.34 | LR | 0.14000000000000001 | 1.96 x SE |  |  |  | 5 | No damage | [9 empty] | wallboard |  | /cm^2 |  | 212 |  | 0 | 7.34
EPA 2014 Methyl Bromide Decontamition of Indoor and Outdoor Materials Contamited with Bacillus anthracis Spores |  | Fumigation | CFU | 200000 |  |  | 14.25 | cm^2 | 0.001425 | m^2 |  |  | SD < 5 | 212 | mg/L |  |  | SD < 0.58 | 27 | SD < 2.99 | 45 | Bare Pine Wood | steady-state conditions | 2880 |  |  | 1.86 | LR | 0.19 | 1.96 x SE |  |  |  | 5 | No damage | [9 empty] | bare wood |  | /cm^2 |  | 212
EPA 2014 Methyl Bromide Decontamition of Indoor and Outdoor Materials Contamited with Bacillus anthracis Spores |  | Fumigation | CFU | 200000 |  |  | 14.25 | cm^2 | 0.001425 | m^2 |  |  | SD < 5 | 212 | mg/L |  |  | SD < 0.58 | 27 | SD < 2.99 | 45 | Unpainted Concrete | steady-state conditions | 2880 |  | ≥ | 6.84 | LR | 0.15 | 1.96 x SE |  |  |  | 5 | No damage | [9 empty] | concrete |  | /cm^2 |  | 212 |  | 0 | 6.84
EPA 2014 Methyl Bromide Decontamition of Indoor and Outdoor Materials Contamited with Bacillus anthracis Spores |  | Fumigation | CFU | 200000 |  |  | 14.25 | cm^2 | 0.001425 | m^2 |  |  | SD < 5 | 212 | mg/L |  |  | SD < 0.58 | 27 | SD < 2.99 | 75 | Glass | steady-state conditions | 1440 |  |  | 4.42 | LR | 0.96 | 1.96 x SE |  |  |  | 5 | No damage | [9 empty] | glass |  | /cm^2 |  | 212
EPA 2014 Methyl Bromide Decontamition of Indoor and Outdoor Materials Contamited with Bacillus anthracis Spores |  | Fumigation | CFU | 200000 |  |  | 14.25 | cm^2 | 0.001425 | m^2 |  |  | SD < 5 | 212 | mg/L |  |  | SD < 0.58 | 27 | SD < 2.99 | 75 | Ceiling Tile | steady-state conditions | 1440 |  | ≥ | 7.14 | LR | 0.06 | 1.96 x SE |  |  |  | 5 | No damage | [9 empty] | ceiling tile |  | /cm^2 |  | 212 |  | 0 | 7.14
EPA 2014 Methyl Bromide Decontamition of Indoor and Outdoor Materials Contamited with Bacillus anthracis Spores |  | Fumigation | CFU | 200000 |  |  | 14.25 | cm^2 | 0.001425 | m^2 |  |  | SD < 5 | 212 | mg/L |  |  | SD < 0.58 | 27 | SD < 2.99 | 75 | Carpet | steady-state conditions | 1440 |  |  | 7.4 | LR | 1.24 | 1.96 x SE |  |  |  | 5 | No damage | [9 empty] | carpet |  | /cm^2 |  | 212
EPA 2014 Methyl Bromide Decontamition of Indoor and Outdoor Materials Contamited with Bacillus anthracis Spores |  | Fumigation | CFU | 200000 |  |  | 14.25 | cm^2 | 0.001425 | m^2 |  |  | SD < 5 | 212 | mg/L |  |  | SD < 0.58 | 27 | SD < 2.99 | 75 | Painted Wallboard Paper | steady-state conditions | 1440 |  | ≥ | 7.79 | LR | 0.02 | 1.96 x SE |  |  |  | 5 | No damage | [9 empty] | wallboard |  | /cm^2 |  | 212 |  | 0 | 7.79
EPA 2014 Methyl Bromide Decontamition of Indoor and Outdoor Materials Contamited with Bacillus anthracis Spores |  | Fumigation | CFU | 200000 |  |  | 14.25 | cm^2 | 0.001425 | m^2 |  |  | SD < 5 | 212 | mg/L |  |  | SD < 0.58 | 27 | SD < 2.99 | 75 | Bare Pine Wood | steady-state conditions | 1440 |  |  | 6.29 | LR | 0.99 | 1.96 x SE |  |  |  | 5 | No damage | [9 empty] | bare wood |  | /cm^2 |  | 212
EPA 2014 Methyl Bromide Decontamition of Indoor and Outdoor Materials Contamited with Bacillus anthracis Spores |  | Fumigation | CFU | 200000 |  |  | 14.25 | cm^2 | 0.001425 | m^2 |  |  | SD < 5 | 212 | mg/L |  |  | SD < 0.58 | 27 | SD < 2.99 | 75 | Unpainted Concrete | steady-state conditions | 1440 |  | ≥ | 7.17 | LR | 0.2 | 1.96 x SE |  |  |  | 5 | No damage | [9 empty] | concrete |  | /cm^2 |  | 212 |  | 0 | 7.17
EPA 2014 Methyl Bromide Decontamition of Indoor and Outdoor Materials Contamited with Bacillus anthracis Spores |  | Fumigation | CFU | 200000 |  |  | 14.25 | cm^2 | 0.001425 | m^2 |  |  | SD < 5 | 212 | mg/L |  |  | SD < 0.58 | 27 | SD < 2.99 | 45 | Glass | steady-state conditions | 2880 |  |  | 2.29 | LR | 0.1 | 1.96 x SE |  |  |  | 5 | No damage | [9 empty] | glass |  | /cm^2 |  | 212
EPA 2014 Methyl Bromide Decontamition of Indoor and Outdoor Materials Contamited with Bacillus anthracis Spores |  | Fumigation | CFU | 200000 |  |  | 14.25 | cm^2 | 0.001425 | m^2 |  |  | SD < 5 | 212 | mg/L |  |  | SD < 0.58 | 27 | SD < 2.99 | 45 | Ceiling Tile | steady-state conditions | 2880 |  |  | 3.29 | LR | 0.26 | 1.96 x SE |  |  |  | 5 | No damage | [9 empty] | ceiling tile |  | /cm^2 |  | 212
EPA 2014 Methyl Bromide Decontamition of Indoor and Outdoor Materials Contamited with Bacillus anthracis Spores |  | Fumigation | CFU | 200000 |  |  | 14.25 | cm^2 | 0.001425 | m^2 |  |  | SD < 5 | 212 | mg/L |  |  | SD < 0.58 | 27 | SD < 2.99 | 45 | Carpet | steady-state conditions | 2880 |  |  | 4.31 | LR | 0.55000000000000004 | 1.96 x SE |  |  |  | 5 | No damage | [9 empty] | carpet |  | /cm^2 |  | 212
EPA 2014 Methyl Bromide Decontamition of Indoor and Outdoor Materials Contamited with Bacillus anthracis Spores |  | Fumigation | CFU | 200000 |  |  | 14.25 | cm^2 | 0.001425 | m^2 |  |  | SD < 5 | 212 | mg/L |  |  | SD < 0.58 | 27 | SD < 2.99 | 45 | Painted Wallboard Paper | steady-state conditions | 2880 |  | ≥ | 7.6 | LR | 0.05 | 1.96 x SE |  |  |  | 5 | No damage | [9 empty] | wallboard |  | /cm^2 |  | 212 |  | 0 | 7.6
EPA 2014 Methyl Bromide Decontamition of Indoor and Outdoor Materials Contamited with Bacillus anthracis Spores |  | Fumigation | CFU | 200000 |  |  | 14.25 | cm^2 | 0.001425 | m^2 |  |  | SD < 5 | 212 | mg/L |  |  | SD < 0.58 | 27 | SD < 2.99 | 45 | Bare Pine Wood | steady-state conditions | 2880 |  |  | 2.03 | LR | 0.32 | 1.96 x SE |  |  |  | 5 | No damage | [9 empty] | bare wood |  | /cm^2 |  | 212
EPA 2014 Methyl Bromide Decontamition of Indoor and Outdoor Materials Contamited with Bacillus anthracis Spores |  | Fumigation | CFU | 200000 |  |  | 14.25 | cm^2 | 0.001425 | m^2 |  |  | SD < 5 | 212 | mg/L |  |  | SD < 0.58 | 27 | SD < 2.99 | 45 | Unpainted Concrete | steady-state conditions | 2880 |  | ≥ | 6.94 | LR | 0.12 | 1.96 x SE |  |  |  | 5 | No damage | [9 empty] | concrete |  | /cm^2 |  | 212 |  | 0 | 6.94
EPA 2014 Methyl Bromide Decontamition of Indoor and Outdoor Materials Contamited with Bacillus anthracis Spores |  | Fumigation | CFU | 200000 |  |  | 14.25 | cm^2 | 0.001425 | m^2 |  |  | SD < 5 | 212 | mg/L |  |  | SD < 0.58 | 27 | SD < 2.99 | 75 | Glass | steady-state conditions | 2160 |  | ≥ | 7.74 | LR | 0.1 | 1.96 x SE |  |  |  | 5 | No damage | [9 empty] | glass |  | /cm^2 |  | 212 |  | 0 | 7.74
EPA 2014 Methyl Bromide Decontamition of Indoor and Outdoor Materials Contamited with Bacillus anthracis Spores |  | Fumigation | CFU | 200000 |  |  | 14.25 | cm^2 | 0.001425 | m^2 |  |  | SD < 5 | 212 | mg/L |  |  | SD < 0.58 | 27 | SD < 2.99 | 75 | Ceiling Tile | steady-state conditions | 2160 |  | ≥ | 7.07 | LR | 0.08 | 1.96 x SE |  |  |  | 5 | No damage | [9 empty] | ceiling tile |  | /cm^2 |  | 212 |  | 0 | 7.07
EPA 2014 Methyl Bromide Decontamition of Indoor and Outdoor Materials Contamited with Bacillus anthracis Spores |  | Fumigation | CFU | 200000 |  |  | 14.25 | cm^2 | 0.001425 | m^2 |  |  | SD < 5 | 212 | mg/L |  |  | SD < 0.58 | 27 | SD < 2.99 | 75 | Carpet | steady-state conditions | 2160 |  | ≥ | 8.04 | LR | 0.03 | 1.96 x SE |  |  |  | 5 | No damage | [9 empty] | carpet |  | /cm^2 |  | 212 |  | 0 | 8.04
EPA 2014 Methyl Bromide Decontamition of Indoor and Outdoor Materials Contamited with Bacillus anthracis Spores |  | Fumigation | CFU | 200000 |  |  | 14.25 | cm^2 | 0.001425 | m^2 |  |  | SD < 5 | 212 | mg/L |  |  | SD < 0.58 | 27 | SD < 2.99 | 75 | Bare Pine Wood | steady-state conditions | 2160 |  | ≥ | 6.92 | LR | 0.08 | 1.96 x SE |  |  |  | 5 | No damage | [9 empty] | bare wood |  | /cm^2 |  | 212 |  | 0 | 6.92
EPA 2014 Methyl Bromide Decontamition of Indoor and Outdoor Materials Contamited with Bacillus anthracis Spores |  | Fumigation | CFU | 200000 |  |  | 14.25 | cm^2 | 0.001425 | m^2 |  |  | SD < 5 | 300 | mg/L |  |  | SD < 0.58 | 22 | SD < 2.99 | 45 | Glass | steady-state conditions | 2880 |  |  | 3.11 | LR | 0.38 | 1.96 x SE |  |  |  | 5 | No damage | [9 empty] | glass |  | /cm^2 |  | 300
EPA 2014 Methyl Bromide Decontamition of Indoor and Outdoor Materials Contamited with Bacillus anthracis Spores |  | Fumigation | CFU | 200000 |  |  | 14.25 | cm^2 | 0.001425 | m^2 |  |  | SD < 5 | 300 | mg/L |  |  | SD < 0.58 | 22 | SD < 2.99 | 45 | Ceiling Tile | steady-state conditions | 2880 |  | ≥ | 7.23 | LR | 0.04 | 1.96 x SE |  |  |  | 5 | No damage | [9 empty] | ceiling tile |  | /cm^2 |  | 300 |  | 0 | 7.23
EPA 2014 Methyl Bromide Decontamition of Indoor and Outdoor Materials Contamited with Bacillus anthracis Spores |  | Fumigation | CFU | 200000 |  |  | 14.25 | cm^2 | 0.001425 | m^2 |  |  | SD < 5 | 300 | mg/L |  |  | SD < 0.58 | 22 | SD < 2.99 | 45 | Carpet | steady-state conditions | 2880 |  |  | 4.6 | LR | 0.89 | 1.96 x SE |  |  |  | 5 | No damage | [9 empty] | carpet |  | /cm^2 |  | 300
EPA 2014 Methyl Bromide Decontamition of Indoor and Outdoor Materials Contamited with Bacillus anthracis Spores |  | Fumigation | CFU | 200000 |  |  | 14.25 | cm^2 | 0.001425 | m^2 |  |  | SD < 5 | 300 | mg/L |  |  | SD < 0.58 | 22 | SD < 2.99 | 45 | Bare Pine Wood | steady-state conditions | 2880 |  |  | 2.95 | LR | 0.42 | 1.96 x SE |  |  |  | 5 | No damage | [9 empty] | bare wood |  | /cm^2 |  | 300
EPA 2014 Methyl Bromide Decontamition of Indoor and Outdoor Materials Contamited with Bacillus anthracis Spores |  | Fumigation | CFU | 200000 |  |  | 14.25 | cm^2 | 0.001425 | m^2 |  |  | SD < 5 | 212 | mg/L |  |  | SD < 0.58 | 22 | SD < 2.99 | 45 | Glass | steady-state conditions | 3600 |  |  | 3.9 | LR | 0.27 | 1.96 x SE |  |  |  | 5 | No damage | [9 empty] | glass |  | /cm^2 |  | 212
EPA 2014 Methyl Bromide Decontamition of Indoor and Outdoor Materials Contamited with Bacillus anthracis Spores |  | Fumigation | CFU | 200000 |  |  | 14.25 | cm^2 | 0.001425 | m^2 |  |  | SD < 5 | 212 | mg/L |  |  | SD < 0.58 | 22 | SD < 2.99 | 45 | Ceiling Tile | steady-state conditions | 3600 |  | ≥ | 7.16 | LR | 0.06 | 1.96 x SE |  |  |  | 5 | No damage | [9 empty] | ceiling tile |  | /cm^2 |  | 212 |  | 0 | 7.16
EPA 2014 Methyl Bromide Decontamition of Indoor and Outdoor Materials Contamited with Bacillus anthracis Spores |  | Fumigation | CFU | 200000 |  |  | 14.25 | cm^2 | 0.001425 | m^2 |  |  | SD < 5 | 212 | mg/L |  |  | SD < 0.58 | 22 | SD < 2.99 | 45 | Carpet | steady-state conditions | 3600 |  |  | 3.41 | LR | 0.47 | 1.96 x SE |  |  |  | 5 | No damage | [9 empty] | carpet |  | /cm^2 |  | 212
EPA 2014 Methyl Bromide Decontamition of Indoor and Outdoor Materials Contamited with Bacillus anthracis Spores |  | Fumigation | CFU | 200000 |  |  | 14.25 | cm^2 | 0.001425 | m^2 |  |  | SD < 5 | 212 | mg/L |  |  | SD < 0.58 | 22 | SD < 2.99 | 45 | Bare Pine Wood | steady-state conditions | 3600 |  |  | 3.03 | LR | 0.52 | 1.96 x SE |  |  |  | 5 | No damage | [9 empty] | bare wood |  | /cm^2 |  | 212
EPA 2014 Methyl Bromide Decontamition of Indoor and Outdoor Materials Contamited with Bacillus anthracis Spores |  | Fumigation | CFU | 200000 |  |  | 14.25 | cm^2 | 0.001425 | m^2 |  |  | SD < 5 | 212 | mg/L |  |  | SD < 0.58 | 32 | SD < 2.99 | 75 | Glass | steady-state conditions | 1440 |  | ≥ | 7.61 | LR | 7.0000000000000007E-2 | 1.96 x SE |  |  |  | 5 | No damage | [9 empty] | glass |  | /cm^2 |  | 212 |  | 0 | 7.61
EPA 2014 Methyl Bromide Decontamition of Indoor and Outdoor Materials Contamited with Bacillus anthracis Spores |  | Fumigation | CFU | 200000 |  |  | 14.25 | cm^2 | 0.001425 | m^2 |  |  | SD < 5 | 212 | mg/L |  |  | SD < 0.58 | 32 | SD < 2.99 | 75 | Ceiling Tile | steady-state conditions | 1440 |  | ≥ | 7.04 | LR | 0.05 | 1.96 x SE |  |  |  | 5 | No damage | [9 empty] | ceiling tile |  | /cm^2 |  | 212 |  | 0 | 7.04
EPA 2014 Methyl Bromide Decontamition of Indoor and Outdoor Materials Contamited with Bacillus anthracis Spores |  | Fumigation | CFU | 200000 |  |  | 14.25 | cm^2 | 0.001425 | m^2 |  |  | SD < 5 | 212 | mg/L |  |  | SD < 0.58 | 32 | SD < 2.99 | 75 | Carpet | steady-state conditions | 1440 |  | ≥ | 7.91 | LR | 0.06 | 1.96 x SE |  |  |  | 5 | No damage | [9 empty] | carpet |  | /cm^2 |  | 212 |  | 0 | 7.91
EPA 2014 Methyl Bromide Decontamition of Indoor and Outdoor Materials Contamited with Bacillus anthracis Spores |  | Fumigation | CFU | 200000 |  |  | 14.25 | cm^2 | 0.001425 | m^2 |  |  | SD < 5 | 212 | mg/L |  |  | SD < 0.58 | 32 | SD < 2.99 | 75 | Bare Pine Wood | steady-state conditions | 1440 |  | ≥ | 6.89 | LR | 0.1 | 1.96 x SE |  |  |  | 5 | No damage | [9 empty] | bare wood |  | /cm^2 |  | 212 |  | 0 | 6.89
EPA 2014 Methyl Bromide Decontamition of Indoor and Outdoor Materials Contamited with Bacillus anthracis Spores |  | Fumigation | CFU | 200000 |  |  | 14.25 | cm^2 | 0.001425 | m^2 |  |  | SD < 5 | 212 | mg/L |  |  | SD < 0.58 | 32 | SD < 2.99 | 45 | Glass | steady-state conditions | 2880 |  |  | 2.28 | LR | 0.61 | 1.96 x SE |  |  |  | 5 | No damage | [9 empty] | glass |  | /cm^2 |  | 212
EPA 2014 Methyl Bromide Decontamition of Indoor and Outdoor Materials Contamited with Bacillus anthracis Spores |  | Fumigation | CFU | 200000 |  |  | 14.25 | cm^2 | 0.001425 | m^2 |  |  | SD < 5 | 212 | mg/L |  |  | SD < 0.58 | 32 | SD < 2.99 | 45 | Ceiling Tile | steady-state conditions | 2880 |  |  | 3.93 | LR | 0.54 | 1.96 x SE |  |  |  | 5 | No damage | [9 empty] | ceiling tile |  | /cm^2 |  | 212
EPA 2014 Methyl Bromide Decontamition of Indoor and Outdoor Materials Contamited with Bacillus anthracis Spores |  | Fumigation | CFU | 200000 |  |  | 14.25 | cm^2 | 0.001425 | m^2 |  |  | SD < 5 | 212 | mg/L |  |  | SD < 0.58 | 32 | SD < 2.99 | 45 | Carpet | steady-state conditions | 2880 |  |  | 4.65 | LR | 0.52 | 1.96 x SE |  |  |  | 5 | No damage | [9 empty] | carpet |  | /cm^2 |  | 212
EPA 2014 Methyl Bromide Decontamition of Indoor and Outdoor Materials Contamited with Bacillus anthracis Spores |  | Fumigation | CFU | 200000 |  |  | 14.25 | cm^2 | 0.001425 | m^2 |  |  | SD < 5 | 212 | mg/L |  |  | SD < 0.58 | 32 | SD < 2.99 | 45 | Bare Pine Wood | steady-state conditions | 2880 |  |  | 2.47 | LR | 0.53 | 1.96 x SE |  |  |  | 5 | No damage | [9 empty] | bare wood |  | /cm^2 |  | 212
EPA 2014 Methyl Bromide Decontamition of Indoor and Outdoor Materials Contamited with Bacillus anthracis Spores |  | Fumigation | CFU | 200000 |  |  | 14.25 | cm^2 | 0.001425 | m^2 |  |  | SD < 5 | 300 | mg/L |  |  | SD < 0.58 | 22 | SD < 2.99 | 75 | Glass | steady-state conditions | 1440 |  | ≥ | 7.62 | LR | 7.0000000000000007E-2 | 1.96 x SE |  |  |  | 5 | No damage | [9 empty] | glass |  | /cm^2 |  | 300 |  | 0 | 7.62
EPA 2014 Methyl Bromide Decontamition of Indoor and Outdoor Materials Contamited with Bacillus anthracis Spores |  | Fumigation | CFU | 1100000 |  |  | 14.25 | cm^2 | 0.001425 | m^2 |  |  | SD < 5 | 300 | mg/L |  |  | SD < 0.58 | 22 | SD < 2.99 | 75 | Ceiling Tile | steady-state conditions | 1440 |  |  | 6.72 | LR | 1.1200000000000001 | 1.96 x SE |  |  |  | 5 | No damage | [9 empty] | ceiling tile |  | /cm^2 |  | 300
EPA 2014 Methyl Bromide Decontamition of Indoor and Outdoor Materials Contamited with Bacillus anthracis Spores |  | Fumigation | CFU | 1100000 |  |  | 14.25 | cm^2 | 0.001425 | m^2 |  |  | SD < 5 | 300 | mg/L |  |  | SD < 0.58 | 22 | SD < 2.99 | 75 | Carpet | steady-state conditions | 1440 |  | ≥ | 8.02 | LR | 0.03 | 1.96 x SE |  |  |  | 5 | No damage | [9 empty] | carpet |  | /cm^2 |  | 300 |  | 0 | 8.02
EPA 2014 Methyl Bromide Decontamition of Indoor and Outdoor Materials Contamited with Bacillus anthracis Spores |  | Fumigation | CFU | 1100000 |  |  | 14.25 | cm^2 | 0.001425 | m^2 |  |  | SD < 5 | 300 | mg/L |  |  | SD < 0.58 | 22 | SD < 2.99 | 75 | Bare Pine Wood | steady-state conditions | 1440 |  | ≥ | 7.04 | LR | 0.09 | 1.96 x SE |  |  |  | 5 | No damage | [9 empty] | bare wood |  | /cm^2 |  | 300 |  | 0 | 7.04
EPA 2014 Methyl Bromide Decontamition of Indoor and Outdoor Materials Contamited with Bacillus anthracis Spores |  | Fumigation | CFU | 1100000 |  |  | 14.25 | cm^2 | 0.001425 | m^2 |  |  | SD < 5 | 300 | mg/L |  |  | SD < 0.58 | 22 | SD < 2.99 | 45 | Glass | steady-state conditions | 3600 |  |  | 3.25 | LR | 0.37 | 1.96 x SE |  |  |  | 5 | No damage | [9 empty] | glass |  | /cm^2 |  | 300
EPA 2014 Methyl Bromide Decontamition of Indoor and Outdoor Materials Contamited with Bacillus anthracis Spores |  | Fumigation | CFU | 1100000 |  |  | 14.25 | cm^2 | 0.001425 | m^2 |  |  | SD < 5 | 300 | mg/L |  |  | SD < 0.58 | 22 | SD < 2.99 | 45 | Ceiling Tile | steady-state conditions | 3600 |  |  | 5.36 | LR | 1.5 | 1.96 x SE |  |  |  | 5 | No damage | [9 empty] | ceiling tile |  | /cm^2 |  | 300
EPA 2014 Methyl Bromide Decontamition of Indoor and Outdoor Materials Contamited with Bacillus anthracis Spores |  | Fumigation | CFU | 1100000 |  |  | 14.25 | cm^2 | 0.001425 | m^2 |  |  | SD < 5 | 300 | mg/L |  |  | SD < 0.58 | 22 | SD < 2.99 | 45 | Carpet | steady-state conditions | 3600 |  |  | 5.3 | LR | 0.59 | 1.96 x SE |  |  |  | 5 | No damage | [9 empty] | carpet |  | /cm^2 |  | 300
EPA 2014 Methyl Bromide Decontamition of Indoor and Outdoor Materials Contamited with Bacillus anthracis Spores |  | Fumigation | CFU | 1100000 |  |  | 14.25 | cm^2 | 0.001425 | m^2 |  |  | SD < 5 | 300 | mg/L |  |  | SD < 0.58 | 22 | SD < 2.99 | 45 | Bare Pine Wood | steady-state conditions | 3600 |  |  | 2.38 | LR | 0.53 | 1.96 x SE |  |  |  | 5 | No damage | [9 empty] | bare wood |  | /cm^2 |  | 300
EPA 2014 Methyl Bromide Decontamition of Indoor and Outdoor Materials Contamited with Bacillus anthracis Spores |  | Fumigation | CFU | 1100000 |  |  | 14.25 | cm^2 | 0.001425 | m^2 |  |  | SD < 5 | 212 | mg/L |  |  | SD < 0.58 | 32 | SD < 2.99 | 45 | Glass | steady-state conditions | 3600 |  |  | 3.03 | LR | 0.59 | 1.96 x SE |  |  |  | 5 | No damage | [9 empty] | glass |  | /cm^2 |  | 212
EPA 2014 Methyl Bromide Decontamition of Indoor and Outdoor Materials Contamited with Bacillus anthracis Spores |  | Fumigation | CFU | 1100000 |  |  | 14.25 | cm^2 | 0.001425 | m^2 |  |  | SD < 5 | 212 | mg/L |  |  | SD < 0.58 | 32 | SD < 2.99 | 45 | Ceiling Tile | steady-state conditions | 3600 |  |  | 4.36 | LR | 1.31 | 1.96 x SE |  |  |  | 5 | No damage | [9 empty] | ceiling tile |  | /cm^2 |  | 212
EPA 2014 Methyl Bromide Decontamition of Indoor and Outdoor Materials Contamited with Bacillus anthracis Spores |  | Fumigation | CFU | 1100000 |  |  | 14.25 | cm^2 | 0.001425 | m^2 |  |  | SD < 5 | 212 | mg/L |  |  | SD < 0.58 | 32 | SD < 2.99 | 45 | Carpet | steady-state conditions | 3600 |  |  | 5.29 | LR | 0.71 | 1.96 x SE |  |  |  | 5 | No damage | [9 empty] | carpet |  | /cm^2 |  | 212
EPA 2014 Methyl Bromide Decontamition of Indoor and Outdoor Materials Contamited with Bacillus anthracis Spores |  | Fumigation | CFU | 1100000 |  |  | 14.25 | cm^2 | 0.001425 | m^2 |  |  | SD < 5 | 212 | mg/L |  |  | SD < 0.58 | 32 | SD < 2.99 | 45 | Bare Pine Wood | steady-state conditions | 3600 |  |  | 2.4 | LR | 0.68 | 1.96 x SE |  |  |  | 5 | No damage | [9 empty] | bare wood |  | /cm^2 |  | 212
EPA 2014 Methyl Bromide Decontamition of Indoor and Outdoor Materials Contamited with Bacillus anthracis Spores |  | Fumigation | CFU | 1100000 |  |  | 14.25 | cm^2 | 0.001425 | m^2 |  |  | SD < 5 | 300 | mg/L |  |  | SD < 0.58 | 27 | SD < 2.99 | 75 | Glass | steady-state conditions | 1080 |  |  | 7.58 | LR | 0.6 | 1.96 x SE |  |  |  | 5 | No damage | [9 empty] | glass |  | /cm^2 |  | 300
EPA 2014 Methyl Bromide Decontamition of Indoor and Outdoor Materials Contamited with Bacillus anthracis Spores |  | Fumigation | CFU | 1100000 |  |  | 14.25 | cm^2 | 0.001425 | m^2 |  |  | SD < 5 | 300 | mg/L |  |  | SD < 0.58 | 27 | SD < 2.99 | 75 | Ceiling Tile | steady-state conditions | 1080 |  |  | 6.29 | LR | 1.1200000000000001 | 1.96 x SE |  |  |  | 5 | No damage | [9 empty] | ceiling tile |  | /cm^2 |  | 300
EPA 2014 Methyl Bromide Decontamition of Indoor and Outdoor Materials Contamited with Bacillus anthracis Spores |  | Fumigation | CFU | 1100000 |  |  | 14.25 | cm^2 | 0.001425 | m^2 |  |  | SD < 5 | 300 | mg/L |  |  | SD < 0.58 | 27 | SD < 2.99 | 75 | Carpet | steady-state conditions | 1080 |  | ≥ | 8.11 | LR | 0.04 | 1.96 x SE |  |  |  | 5 | No damage | [9 empty] | carpet |  | /cm^2 |  | 300 |  | 0 | 8.11
EPA 2014 Methyl Bromide Decontamition of Indoor and Outdoor Materials Contamited with Bacillus anthracis Spores |  | Fumigation | CFU | 1100000 |  |  | 14.25 | cm^2 | 0.001425 | m^2 |  |  | SD < 5 | 300 | mg/L |  |  | SD < 0.58 | 27 | SD < 2.99 | 75 | Bare Pine Wood | steady-state conditions | 1080 |  | ≥ | 6.92 | LR | 0.06 | 1.96 x SE |  |  |  | 5 | No damage | [9 empty] | bare wood |  | /cm^2 |  | 300 |  | 0 | 6.92
EPA 2014 Methyl Bromide Decontamition of Indoor and Outdoor Materials Contamited with Bacillus anthracis Spores |  | Fumigation | CFU | 1100000 |  |  | 14.25 | cm^2 | 0.001425 | m^2 |  |  | SD < 5 | 300 | mg/L |  |  | SD < 0.58 | 27 | SD < 2.99 | 45 | Glass | steady-state conditions | 3600 |  |  | 3.01 | LR | 0.38 | 1.96 x SE |  |  |  | 5 | No damage | [9 empty] | glass |  | /cm^2 |  | 300
EPA 2014 Methyl Bromide Decontamition of Indoor and Outdoor Materials Contamited with Bacillus anthracis Spores |  | Fumigation | CFU | 1100000 |  |  | 14.25 | cm^2 | 0.001425 | m^2 |  |  | SD < 5 | 300 | mg/L |  |  | SD < 0.58 | 27 | SD < 2.99 | 45 | Ceiling Tile | steady-state conditions | 3600 |  |  | 4.36 | LR | 0.75 | 1.96 x SE |  |  |  | 5 | No damage | [9 empty] | ceiling tile |  | /cm^2 |  | 300
EPA 2014 Methyl Bromide Decontamition of Indoor and Outdoor Materials Contamited with Bacillus anthracis Spores |  | Fumigation | CFU | 1100000 |  |  | 14.25 | cm^2 | 0.001425 | m^2 |  |  | SD < 5 | 300 | mg/L |  |  | SD < 0.58 | 27 | SD < 2.99 | 45 | Carpet | steady-state conditions | 3600 |  |  | 5.28 | LR | 0.62 | 1.96 x SE |  |  |  | 5 | No damage | [9 empty] | carpet |  | /cm^2 |  | 300
EPA 2014 Methyl Bromide Decontamition of Indoor and Outdoor Materials Contamited with Bacillus anthracis Spores |  | Fumigation | CFU | 1100000 |  |  | 14.25 | cm^2 | 0.001425 | m^2 |  |  | SD < 5 | 300 | mg/L |  |  | SD < 0.58 | 27 | SD < 2.99 | 45 | Bare Pine Wood | steady-state conditions | 3600 |  |  | 2.71 | LR | 0.44 | 1.96 x SE |  |  |  | 5 | No damage | [9 empty] | bare wood |  | /cm^2 |  | 300
EPA 2014 Methyl Bromide Decontamition of Indoor and Outdoor Materials Contamited with Bacillus anthracis Spores |  | Fumigation | CFU | 1100000 |  |  | 14.25 | cm^2 | 0.001425 | m^2 |  |  | SD < 5 | 212 | mg/L |  |  | SD < 0.58 | 32 | SD < 2.99 | 45 | Glass | steady-state conditions | 4320 |  |  | 2.72 | LR | 0.31 | 1.96 x SE |  |  |  | 5 | No damage | [9 empty] | glass |  | /cm^2 |  | 212
EPA 2014 Methyl Bromide Decontamition of Indoor and Outdoor Materials Contamited with Bacillus anthracis Spores |  | Fumigation | CFU | 1100000 |  |  | 14.25 | cm^2 | 0.001425 | m^2 |  |  | SD < 5 | 212 | mg/L |  |  | SD < 0.58 | 32 | SD < 2.99 | 45 | Ceiling Tile | steady-state conditions | 4320 |  |  | 5.2 | LR | 1.65 | 1.96 x SE |  |  |  | 5 | No damage | [9 empty] | ceiling tile |  | /cm^2 |  | 212
EPA 2014 Methyl Bromide Decontamition of Indoor and Outdoor Materials Contamited with Bacillus anthracis Spores |  | Fumigation | CFU | 1100000 |  |  | 14.25 | cm^2 | 0.001425 | m^2 |  |  | SD < 5 | 212 | mg/L |  |  | SD < 0.58 | 32 | SD < 2.99 | 45 | Carpet | steady-state conditions | 4320 |  |  | 6.02 | LR | 1.1299999999999999 | 1.96 x SE |  |  |  | 5 | No damage | [9 empty] | carpet |  | /cm^2 |  | 212
EPA 2014 Methyl Bromide Decontamition of Indoor and Outdoor Materials Contamited with Bacillus anthracis Spores |  | Fumigation | CFU | 1100000 |  |  | 14.25 | cm^2 | 0.001425 | m^2 |  |  | SD < 5 | 212 | mg/L |  |  | SD < 0.58 | 32 | SD < 2.99 | 45 | Bare Pine Wood | steady-state conditions | 4320 |  |  | 2.21 | LR | 0.16 | 1.96 x SE |  |  |  | 5 | No damage | [9 empty] | bare wood |  | /cm^2 |  | 212
EPA 2014 Methyl Bromide Decontamition of Indoor and Outdoor Materials Contamited with Bacillus anthracis Spores |  | Fumigation | CFU | 1100000 |  |  | 14.25 | cm^2 | 0.001425 | m^2 |  |  | SD < 5 | 300 | mg/L |  |  | SD < 0.58 | 32 | SD < 2.99 | 45 | Glass | steady-state conditions | 3600 |  |  | 2.84 | LR | 0.37 | 1.96 x SE |  |  |  | 5 | No damage | [9 empty] | glass |  | /cm^2 |  | 300
EPA 2014 Methyl Bromide Decontamition of Indoor and Outdoor Materials Contamited with Bacillus anthracis Spores |  | Fumigation | CFU | 1100000 |  |  | 14.25 | cm^2 | 0.001425 | m^2 |  |  | SD < 5 | 300 | mg/L |  |  | SD < 0.58 | 32 | SD < 2.99 | 45 | Ceiling Tile | steady-state conditions | 3600 |  |  | 3.6 | LR | 0.41 | 1.96 x SE |  |  |  | 5 | No damage | [9 empty] | ceiling tile |  | /cm^2 |  | 300
EPA 2014 Methyl Bromide Decontamition of Indoor and Outdoor Materials Contamited with Bacillus anthracis Spores |  | Fumigation | CFU | 1100000 |  |  | 14.25 | cm^2 | 0.001425 | m^2 |  |  | SD < 5 | 300 | mg/L |  |  | SD < 0.58 | 32 | SD < 2.99 | 45 | Carpet | steady-state conditions | 3600 |  |  | 5.82 | LR | 1.1499999999999999 | 1.96 x SE |  |  |  | 5 | No damage | [9 empty] | carpet |  | /cm^2 |  | 300
EPA 2014 Methyl Bromide Decontamition of Indoor and Outdoor Materials Contamited with Bacillus anthracis Spores |  | Fumigation | CFU | 1100000 |  |  | 14.25 | cm^2 | 0.001425 | m^2 |  |  | SD < 5 | 300 | mg/L |  |  | SD < 0.58 | 32 | SD < 2.99 | 45 | Bare Pine Wood | steady-state conditions | 3600 |  |  | 2.27 | LR | 0.42 | 1.96 x SE |  |  |  | 5 | No damage | [9 empty] | bare wood |  | /cm^2 |  | 300
EPA 2014 Methyl Bromide Decontamition of Indoor and Outdoor Materials Contamited with Bacillus anthracis Spores |  | Fumigation | CFU | 1100000 |  |  | 14.25 | cm^2 | 0.001425 | m^2 |  |  | SD < 5 | 212 | mg/L |  |  | SD < 0.58 | 22 | SD < 2.99 | 45 | Glass | steady-state conditions | 2160 |  | ≥ | 7.72 | LR | 7.0000000000000007E-2 | 1.96 x SE |  |  |  | 5 | No damage | [9 empty] | glass |  | /cm^2 |  | 212 |  | 0 | 7.72
EPA 2014 Methyl Bromide Decontamition of Indoor and Outdoor Materials Contamited with Bacillus anthracis Spores |  | Fumigation | CFU | 1100000 |  |  | 14.25 | cm^2 | 0.001425 | m^2 |  |  | SD < 5 | 212 | mg/L |  |  | SD < 0.58 | 22 | SD < 2.99 | 45 | Ceiling Tile | steady-state conditions | 2160 |  |  | 4.89 | LR | 0.9 | 1.96 x SE |  |  |  | 5 | No damage | [9 empty] | ceiling tile |  | /cm^2 |  | 212
EPA 2014 Methyl Bromide Decontamition of Indoor and Outdoor Materials Contamited with Bacillus anthracis Spores |  | Fumigation | CFU | 1100000 |  |  | 14.25 | cm^2 | 0.001425 | m^2 |  |  | SD < 5 | 212 | mg/L |  |  | SD < 0.58 | 22 | SD < 2.99 | 45 | Carpet | steady-state conditions | 2160 |  |  | 6.77 | LR | 0.75 | 1.96 x SE |  |  |  | 5 | No damage | [9 empty] | carpet |  | /cm^2 |  | 212
EPA 2014 Methyl Bromide Decontamition of Indoor and Outdoor Materials Contamited with Bacillus anthracis Spores |  | Fumigation | CFU | 1100000 |  |  | 14.25 | cm^2 | 0.001425 | m^2 |  |  | SD < 5 | 212 | mg/L |  |  | SD < 0.58 | 22 | SD < 2.99 | 45 | Painted Wallboard Paper | steady-state conditions | 2160 |  | ≥ | 7.82 | LR | 0.02 | 1.96 x SE |  |  |  | 5 | No damage | [9 empty] | wallboard |  | /cm^2 |  | 212 |  | 0 | 7.82
EPA 2014 Methyl Bromide Decontamition of Indoor and Outdoor Materials Contamited with Bacillus anthracis Spores |  | Fumigation | CFU | 1100000 |  |  | 14.25 | cm^2 | 0.001425 | m^2 |  |  | SD < 5 | 212 | mg/L |  |  | SD < 0.58 | 22 | SD < 2.99 | 45 | Bare Pine Wood | steady-state conditions | 2160 |  | ≥ | 5.75 | LR | 0.36 | 1.96 x SE |  |  |  | 5 | No damage | [9 empty] | bare wood |  | /cm^2 |  | 212 |  | 0 | 5.75
EPA 2014 Methyl Bromide Decontamition of Indoor and Outdoor Materials Contamited with Bacillus anthracis Spores |  | Fumigation | CFU | 1100000 |  |  | 14.25 | cm^2 | 0.001425 | m^2 |  |  | SD < 5 | 212 | mg/L |  |  | SD < 0.58 | 22 | SD < 2.99 | 45 | Unpainted Concrete | steady-state conditions | 2160 |  | ≥ | 6.78 | LR | 0.62 | 1.96 x SE |  |  |  | 5 | No damage | [9 empty] | concrete |  | /cm^2 |  | 212 |  | 0 | 6.78
EPA 2014 Methyl Bromide Decontamition of Indoor and Outdoor Materials Contamited with Bacillus anthracis Spores |  | Fumigation | CFU | 1100000 |  |  | 14.25 | cm^2 | 0.001425 | m^2 |  |  | SD < 5 | 212 | mg/L |  |  | SD < 0.58 | 22 | SD < 2.99 | 45 | Glass | steady-state conditions | 2880 |  | ≥ | 7.76 | LR | 0.06 | 1.96 x SE |  |  |  | 5 | No damage | [9 empty] | glass |  | /cm^2 |  | 212 |  | 0 | 7.76
EPA 2014 Methyl Bromide Decontamition of Indoor and Outdoor Materials Contamited with Bacillus anthracis Spores |  | Fumigation | CFU | 1100000 |  |  | 14.25 | cm^2 | 0.001425 | m^2 |  |  | SD < 5 | 212 | mg/L |  |  | SD < 0.58 | 22 | SD < 2.99 | 45 | Ceiling Tile | steady-state conditions | 2880 |  | ≥ | 5 | LR | 0.28999999999999998 | 1.96 x SE |  |  |  | 5 | No damage | [9 empty] | ceiling tile |  | /cm^2 |  | 212 |  | 0 | 5
EPA 2014 Methyl Bromide Decontamition of Indoor and Outdoor Materials Contamited with Bacillus anthracis Spores |  | Fumigation | CFU | 1100000 |  |  | 14.25 | cm^2 | 0.001425 | m^2 |  |  | SD < 5 | 212 | mg/L |  |  | SD < 0.58 | 22 | SD < 2.99 | 45 | Carpet | steady-state conditions | 2880 |  | ≥ | 7.19 | LR | 0.14000000000000001 | 1.96 x SE |  |  |  | 5 | No damage | [9 empty] | carpet |  | /cm^2 |  | 212 |  | 0 | 7.19
EPA 2014 Methyl Bromide Decontamition of Indoor and Outdoor Materials Contamited with Bacillus anthracis Spores |  | Fumigation | CFU | 1100000 |  |  | 14.25 | cm^2 | 0.001425 | m^2 |  |  | SD < 5 | 212 | mg/L |  |  | SD < 0.58 | 22 | SD < 2.99 | 45 | Painted Wallboard Paper | steady-state conditions | 2880 |  | ≥ | 7.43 | LR | 0.17 | 1.96 x SE |  |  |  | 5 | No damage | [9 empty] | wallboard |  | /cm^2 |  | 212 |  | 0 | 7.43
EPA 2014 Methyl Bromide Decontamition of Indoor and Outdoor Materials Contamited with Bacillus anthracis Spores |  | Fumigation | CFU | 1100000 |  |  | 14.25 | cm^2 | 0.001425 | m^2 |  |  | SD < 5 | 212 | mg/L |  |  | SD < 0.58 | 22 | SD < 2.99 | 45 | Bare Pine Wood | steady-state conditions | 2880 |  | ≥ | 5.37 | LR | 0.75 | 1.96 x SE |  |  |  | 5 | No damage | [9 empty] | bare wood |  | /cm^2 |  | 212 |  | 0 | 5.37
EPA 2014 Methyl Bromide Decontamition of Indoor and Outdoor Materials Contamited with Bacillus anthracis Spores |  | Fumigation | CFU | 1100000 |  |  | 14.25 | cm^2 | 0.001425 | m^2 |  |  | SD < 5 | 212 | mg/L |  |  | SD < 0.58 | 22 | SD < 2.99 | 45 | Unpainted Concrete | steady-state conditions | 2880 |  | ≥ | 6.85 | LR | 0.15 | 1.96 x SE |  |  |  | 5 | No damage | [9 empty] | concrete |  | /cm^2 |  | 212 |  | 0 | 6.85
EPA 2014 Methyl Bromide Decontamition of Indoor and Outdoor Materials Contamited with Bacillus anthracis Spores |  | Fumigation | CFU | 1100000 |  |  | 14.25 | cm^2 | 0.001425 | m^2 |  |  | SD < 5 | 212 | mg/L |  |  | SD < 0.58 | 22 | SD < 2.99 | 75 | Glass | steady-state conditions | 2160 |  |  | 0.6 | LR | 0.2 | 1.96 x SE |  |  |  | 5 | No damage | [9 empty] | glass |  | /cm^2 |  | 212
EPA 2014 Methyl Bromide Decontamition of Indoor and Outdoor Materials Contamited with Bacillus anthracis Spores |  | Fumigation | CFU | 1100000 |  |  | 14.25 | cm^2 | 0.001425 | m^2 |  |  | SD < 5 | 212 | mg/L |  |  | SD < 0.58 | 22 | SD < 2.99 | 75 | Ceiling Tile | steady-state conditions | 2160 |  |  | 1.12 | LR | 0.31 | 1.96 x SE |  |  |  | 5 | No damage | [9 empty] | ceiling tile |  | /cm^2 |  | 212
EPA 2014 Methyl Bromide Decontamition of Indoor and Outdoor Materials Contamited with Bacillus anthracis Spores |  | Fumigation | CFU | 1000000 |  |  | 14.25 | cm^2 | 0.001425 | m^2 |  |  | SD < 5 | 212 | mg/L |  |  | SD < 0.58 | 22 | SD < 2.99 | 75 | Carpet | steady-state conditions | 2160 |  |  | 1.56 | LR | 0.14000000000000001 | 1.96 x SE |  |  |  | 5 | No damage | [9 empty] | carpet |  | /cm^2 |  | 212
EPA 2014 Methyl Bromide Decontamition of Indoor and Outdoor Materials Contamited with Bacillus anthracis Spores |  | Fumigation | CFU | 1000000 |  |  | 14.25 | cm^2 | 0.001425 | m^2 |  |  | SD < 5 | 212 | mg/L |  |  | SD < 0.58 | 22 | SD < 2.99 | 75 | Painted Wallboard Paper | steady-state conditions | 2160 |  |  | 0.88 | LR | 0.15 | 1.96 x SE |  |  |  | 5 | No damage | [9 empty] | wallboard |  | /cm^2 |  | 212
EPA 2014 Methyl Bromide Decontamition of Indoor and Outdoor Materials Contamited with Bacillus anthracis Spores |  | Fumigation | CFU | 1000000 |  |  | 14.25 | cm^2 | 0.001425 | m^2 |  |  | SD < 5 | 212 | mg/L |  |  | SD < 0.58 | 22 | SD < 2.99 | 75 | Bare Pine Wood | steady-state conditions | 2160 |  |  | 1.8 | LR | 0.24 | 1.96 x SE |  |  |  | 5 | No damage | [9 empty] | bare wood |  | /cm^2 |  | 212
EPA 2014 Methyl Bromide Decontamition of Indoor and Outdoor Materials Contamited with Bacillus anthracis Spores |  | Fumigation | CFU | 1000000 |  |  | 14.25 | cm^2 | 0.001425 | m^2 |  |  | SD < 5 | 212 | mg/L |  |  | SD < 0.58 | 22 | SD < 2.99 | 75 | Unpainted Concrete | steady-state conditions | 2160 |  |  | 1.26 | LR | 0.34 | 1.96 x SE |  |  |  | 5 | No damage | [9 empty] | concrete |  | /cm^2 |  | 212
EPA 2014 Methyl Bromide Decontamition of Indoor and Outdoor Materials Contamited with Bacillus anthracis Spores |  | Fumigation | CFU | 1000000 |  |  | 14.25 | cm^2 | 0.001425 | m^2 |  |  | SD < 5 | 212 | mg/L |  |  | SD < 0.58 | 27 | SD < 2.99 | 45 | Glass | steady-state conditions | 2160 |  |  | 1.97 | LR | 0.21 | 1.96 x SE |  |  |  | 5 | No damage | [9 empty] | glass |  | /cm^2 |  | 212
EPA 2014 Methyl Bromide Decontamition of Indoor and Outdoor Materials Contamited with Bacillus anthracis Spores |  | Fumigation | CFU | 1000000 |  |  | 14.25 | cm^2 | 0.001425 | m^2 |  |  | SD < 5 | 212 | mg/L |  |  | SD < 0.58 | 27 | SD < 2.99 | 45 | Ceiling Tile | steady-state conditions | 2160 |  |  | 5.57 | LR | 1.26 | 1.96 x SE |  |  |  | 5 | No damage | [9 empty] | ceiling tile |  | /cm^2 |  | 212
EPA 2014 Methyl Bromide Decontamition of Indoor and Outdoor Materials Contamited with Bacillus anthracis Spores |  | Fumigation | CFU | 1000000 |  |  | 14.25 | cm^2 | 0.001425 | m^2 |  |  | SD < 5 | 212 | mg/L |  |  | SD < 0.58 | 27 | SD < 2.99 | 45 | Carpet | steady-state conditions | 2160 |  |  | 4.89 | LR | 0.51 | 1.96 x SE |  |  |  | 5 | No damage | [9 empty] | carpet |  | /cm^2 |  | 212
EPA 2014 Methyl Bromide Decontamition of Indoor and Outdoor Materials Contamited with Bacillus anthracis Spores |  | Fumigation | CFU | 1000000 |  |  | 14.25 | cm^2 | 0.001425 | m^2 |  |  | SD < 5 | 212 | mg/L |  |  | SD < 0.58 | 27 | SD < 2.99 | 45 | Painted Wallboard Paper | steady-state conditions | 2160 |  | ≥ | 7.77 | LR | 0.08 | 1.96 x SE |  |  |  | 5 | No damage | [9 empty] | wallboard |  | /cm^2 |  | 212 |  | 0 | 7.77
EPA 2014 Methyl Bromide Decontamition of Indoor and Outdoor Materials Contamited with Bacillus anthracis Spores |  | Fumigation | CFU | 1000000 |  |  | 14.25 | cm^2 | 0.001425 | m^2 |  |  | SD < 5 | 212 | mg/L |  |  | SD < 0.58 | 27 | SD < 2.99 | 45 | Bare Pine Wood | steady-state conditions | 2160 |  |  | 5.08 | LR | 1.19 | 1.96 x SE |  |  |  | 5 | No damage | [9 empty] | bare wood |  | /cm^2 |  | 212
EPA 2014 Methyl Bromide Decontamition of Indoor and Outdoor Materials Contamited with Bacillus anthracis Spores |  | Fumigation | CFU | 1000000 |  |  | 14.25 | cm^2 | 0.001425 | m^2 |  |  | SD < 5 | 212 | mg/L |  |  | SD < 0.58 | 27 | SD < 2.99 | 45 | Unpainted Concrete | steady-state conditions | 2160 |  | ≥ | 6.88 | LR | 0.18 | 1.96 x SE |  |  |  | 5 | No damage | [9 empty] | concrete |  | /cm^2 |  | 212 |  | 0 | 6.88
EPA 2014 Methyl Bromide Decontamition of Indoor and Outdoor Materials Contamited with Bacillus anthracis Spores |  | Fumigation | CFU | 1000000 |  |  | 14.25 | cm^2 | 0.001425 | m^2 |  |  | SD < 5 | 212 | mg/L |  |  | SD < 0.58 | 22 | SD < 2.99 | 75 | Glass | steady-state conditions | 1440 |  |  | 0.35 | LR | 0.06 | 1.96 x SE |  |  |  | 5 | No damage | [9 empty] | glass |  | /cm^2 |  | 212
EPA 2014 Methyl Bromide Decontamition of Indoor and Outdoor Materials Contamited with Bacillus anthracis Spores |  | Fumigation | CFU | 1000000 |  |  | 14.25 | cm^2 | 0.001425 | m^2 |  |  | SD < 5 | 212 | mg/L |  |  | SD < 0.58 | 22 | SD < 2.99 | 75 | Ceiling Tile | steady-state conditions | 1440 |  |  | 0.8 | LR | 0.21 | 1.96 x SE |  |  |  | 5 | No damage | [9 empty] | ceiling tile |  | /cm^2 |  | 212
EPA 2014 Methyl Bromide Decontamition of Indoor and Outdoor Materials Contamited with Bacillus anthracis Spores |  | Fumigation | CFU | 1000000 |  |  | 14.25 | cm^2 | 0.001425 | m^2 |  |  | SD < 5 | 212 | mg/L |  |  | SD < 0.58 | 22 | SD < 2.99 | 75 | Carpet | steady-state conditions | 1440 |  |  | 0.68 | LR | 0.12 | 1.96 x SE |  |  |  | 5 | No damage | [9 empty] | carpet |  | /cm^2 |  | 212
EPA 2014 Methyl Bromide Decontamition of Indoor and Outdoor Materials Contamited with Bacillus anthracis Spores |  | Fumigation | CFU | 1000000 |  |  | 14.25 | cm^2 | 0.001425 | m^2 |  |  | SD < 5 | 212 | mg/L |  |  | SD < 0.58 | 22 | SD < 2.99 | 75 | Painted Wallboard Paper | steady-state conditions | 1440 |  |  | 0.61 | LR | 0.04 | 1.96 x SE |  |  |  | 5 | No damage | [9 empty] | wallboard |  | /cm^2 |  | 212
EPA 2014 Methyl Bromide Decontamition of Indoor and Outdoor Materials Contamited with Bacillus anthracis Spores |  | Fumigation | CFU | 1000000 |  |  | 14.25 | cm^2 | 0.001425 | m^2 |  |  | SD < 5 | 212 | mg/L |  |  | SD < 0.58 | 22 | SD < 2.99 | 75 | Bare Pine Wood | steady-state conditions | 1440 |  |  | 0.84 | LR | 0.19 | 1.96 x SE |  |  |  | 5 | No damage | [9 empty] | bare wood |  | /cm^2 |  | 212
EPA 2014 Methyl Bromide Decontamition of Indoor and Outdoor Materials Contamited with Bacillus anthracis Spores |  | Fumigation | CFU | 1000000 |  |  | 14.25 | cm^2 | 0.001425 | m^2 |  |  | SD < 5 | 212 | mg/L |  |  | SD < 0.58 | 22 | SD < 2.99 | 75 | Unpainted Concrete | steady-state conditions | 1440 |  |  | 1.16 | LR | 0.47 | 1.96 x SE |  |  |  | 5 | No damage | [9 empty] | concrete |  | /cm^2 |  | 212
EPA 2014 Methyl Bromide Decontamition of Indoor and Outdoor Materials Contamited with Bacillus anthracis Spores |  | Fumigation | CFU | 1000000 |  |  | 14.25 | cm^2 | 0.001425 | m^2 |  |  | SD < 5 | 212 | mg/L |  |  | SD < 0.58 | 27 | SD < 2.99 | 75 | Glass | steady-state conditions | 2160 |  |  | 2.79 | LR | 0.68 | 1.96 x SE |  |  |  | 5 | No damage | [9 empty] | glass |  | /cm^2 |  | 212
EPA 2014 Methyl Bromide Decontamition of Indoor and Outdoor Materials Contamited with Bacillus anthracis Spores |  | Fumigation | CFU | 1000000 |  |  | 14.25 | cm^2 | 0.001425 | m^2 |  |  | SD < 5 | 212 | mg/L |  |  | SD < 0.58 | 27 | SD < 2.99 | 75 | Ceiling Tile | steady-state conditions | 2160 |  | ≥ | 6.48 | LR | 0.3 | 1.96 x SE |  |  |  | 5 | No damage | [9 empty] | ceiling tile |  | /cm^2 |  | 212 |  | 0 | 6.48
EPA 2014 Methyl Bromide Decontamition of Indoor and Outdoor Materials Contamited with Bacillus anthracis Spores |  | Fumigation | CFU | 1000000 |  |  | 14.25 | cm^2 | 0.001425 | m^2 |  |  | SD < 5 | 212 | mg/L |  |  | SD < 0.58 | 27 | SD < 2.99 | 75 | Carpet | steady-state conditions | 2160 |  | ≥ | 7.91 | LR | 0.08 | 1.96 x SE |  |  |  | 5 | No damage | [9 empty] | carpet |  | /cm^2 |  | 212 |  | 0 | 7.91
EPA 2014 Methyl Bromide Decontamition of Indoor and Outdoor Materials Contamited with Bacillus anthracis Spores |  | Fumigation | CFU | 1000000 |  |  | 14.25 | cm^2 | 0.001425 | m^2 |  |  | SD < 5 | 212 | mg/L |  |  | SD < 0.58 | 27 | SD < 2.99 | 75 | Bare Pine Wood | steady-state conditions | 2160 |  |  | 5.26 | LR | 1.51 | 1.96 x SE |  |  |  | 5 | No damage | [9 empty] | bare wood |  | /cm^2 |  | 212
EPA 2014 Methyl Bromide Decontamition of Indoor and Outdoor Materials Contamited with Bacillus anthracis Spores |  | Fumigation | CFU | 1000000 |  |  | 14.25 | cm^2 | 0.001425 | m^2 |  |  | SD < 5 | 300 | mg/L |  |  | SD < 0.58 | 22 | SD < 2.99 | 45 | Glass | steady-state conditions | 2880 |  |  | 0.62 | LR | 0.06 | 1.96 x SE |  |  |  | 5 | No damage | [9 empty] | glass |  | /cm^2 |  | 300
EPA 2014 Methyl Bromide Decontamition of Indoor and Outdoor Materials Contamited with Bacillus anthracis Spores |  | Fumigation | CFU | 1000000 |  |  | 14.25 | cm^2 | 0.001425 | m^2 |  |  | SD < 5 | 300 | mg/L |  |  | SD < 0.58 | 22 | SD < 2.99 | 45 | Ceiling Tile | steady-state conditions | 2880 |  |  | 6.29 | LR | 1.4 | 1.96 x SE |  |  |  | 5 | No damage | [9 empty] | ceiling tile |  | /cm^2 |  | 300
EPA 2014 Methyl Bromide Decontamition of Indoor and Outdoor Materials Contamited with Bacillus anthracis Spores |  | Fumigation | CFU | 1000000 |  |  | 14.25 | cm^2 | 0.001425 | m^2 |  |  | SD < 5 | 300 | mg/L |  |  | SD < 0.58 | 22 | SD < 2.99 | 45 | Carpet | steady-state conditions | 2880 |  |  | 1.65 | LR | 0.24 | 1.96 x SE |  |  |  | 5 | No damage | [9 empty] | carpet |  | /cm^2 |  | 300
EPA 2014 Methyl Bromide Decontamition of Indoor and Outdoor Materials Contamited with Bacillus anthracis Spores |  | Fumigation | CFU | 1000000 |  |  | 14.25 | cm^2 | 0.001425 | m^2 |  |  | SD < 5 | 300 | mg/L |  |  | SD < 0.58 | 22 | SD < 2.99 | 45 | Bare Pine Wood | steady-state conditions | 2880 |  |  | 3.13 | LR | 0.52 | 1.96 x SE |  |  |  | 5 | No damage | [9 empty] | bare wood |  | /cm^2 |  | 300
EPA 2014 Methyl Bromide Decontamition of Indoor and Outdoor Materials Contamited with Bacillus anthracis Spores |  | Fumigation | CFU | 12000 |  |  | 14.25 | cm^2 | 0.001425 | m^2 |  |  | SD < 5 | 212 | mg/L |  |  | SD < 0.58 | 22 | SD < 2.99 | 45 | Glass | steady-state conditions | 3600 |  |  | 0.87 | LR | 0.11 | 1.96 x SE |  |  |  | 5 | No damage | [9 empty] | glass |  | /cm^2 |  | 212
EPA 2014 Methyl Bromide Decontamition of Indoor and Outdoor Materials Contamited with Bacillus anthracis Spores |  | Fumigation | CFU | 12000 |  |  | 14.25 | cm^2 | 0.001425 | m^2 |  |  | SD < 5 | 212 | mg/L |  |  | SD < 0.58 | 22 | SD < 2.99 | 45 | Ceiling Tile | steady-state conditions | 3600 |  |  | 5.33 | LR | 1.1399999999999999 | 1.96 x SE |  |  |  | 5 | No damage | [9 empty] | ceiling tile |  | /cm^2 |  | 212
EPA 2014 Methyl Bromide Decontamition of Indoor and Outdoor Materials Contamited with Bacillus anthracis Spores |  | Fumigation | CFU | 12000 |  |  | 14.25 | cm^2 | 0.001425 | m^2 |  |  | SD < 5 | 212 | mg/L |  |  | SD < 0.58 | 22 | SD < 2.99 | 45 | Carpet | steady-state conditions | 3600 |  |  | 1.3 | LR | 0.13 | 1.96 x SE |  |  |  | 5 | No damage | [9 empty] | carpet |  | /cm^2 |  | 212
EPA 2014 Methyl Bromide Decontamition of Indoor and Outdoor Materials Contamited with Bacillus anthracis Spores |  | Fumigation | CFU | 4600000 |  |  | 14.25 | cm^2 | 0.001425 | m^2 |  |  | SD < 5 | 212 | mg/L |  |  | SD < 0.58 | 22 | SD < 2.99 | 45 | Bare Pine Wood | steady-state conditions | 3600 |  |  | 3.48 | LR | 0.48 | 1.96 x SE |  |  |  | 5 | No damage | [9 empty] | bare wood |  | /cm^2 |  | 212
EPA 2014 Methyl Bromide Decontamition of Indoor and Outdoor Materials Contamited with Bacillus anthracis Spores |  | Fumigation | CFU | 4600000 |  |  | 14.25 | cm^2 | 0.001425 | m^2 |  |  | SD < 5 | 212 | mg/L |  |  | SD < 0.58 | 32 | SD < 2.99 | 75 | Glass | steady-state conditions | 1440 |  |  | 1.73 | LR | 0.19 | 1.96 x SE |  |  |  | 5 | No damage | [9 empty] | glass |  | /cm^2 |  | 212
EPA 2014 Methyl Bromide Decontamition of Indoor and Outdoor Materials Contamited with Bacillus anthracis Spores |  | Fumigation | CFU | 4600000 |  |  | 14.25 | cm^2 | 0.001425 | m^2 |  |  | SD < 5 | 212 | mg/L |  |  | SD < 0.58 | 32 | SD < 2.99 | 75 | Ceiling Tile | steady-state conditions | 1440 |  | ≥ | 6.64 | LR | 7.0000000000000007E-2 | 1.96 x SE |  |  |  | 5 | No damage | [9 empty] | ceiling tile |  | /cm^2 |  | 212 |  | 0 | 6.64
EPA 2014 Methyl Bromide Decontamition of Indoor and Outdoor Materials Contamited with Bacillus anthracis Spores |  | Fumigation | CFU | 4600000 |  |  | 14.25 | cm^2 | 0.001425 | m^2 |  |  | SD < 5 | 212 | mg/L |  |  | SD < 0.58 | 32 | SD < 2.99 | 75 | Carpet | steady-state conditions | 1440 |  |  | 7.25 | LR | 0.91 | 1.96 x SE |  |  |  | 5 | No damage | [9 empty] | carpet |  | /cm^2 |  | 212
EPA 2014 Methyl Bromide Decontamition of Indoor and Outdoor Materials Contamited with Bacillus anthracis Spores |  | Fumigation | CFU | 4600000 |  |  | 14.25 | cm^2 | 0.001425 | m^2 |  |  | SD < 5 | 212 | mg/L |  |  | SD < 0.58 | 32 | SD < 2.99 | 75 | Bare Pine Wood | steady-state conditions | 1440 |  |  | 3.69 | LR | 0.4 | 1.96 x SE |  |  |  | 5 | No damage | [9 empty] | bare wood |  | /cm^2 |  | 212
EPA 2014 Methyl Bromide Decontamition of Indoor and Outdoor Materials Contamited with Bacillus anthracis Spores |  | Fumigation | CFU | 4600000 |  |  | 14.25 | cm^2 | 0.001425 | m^2 |  |  | SD < 5 | 212 | mg/L |  |  | SD < 0.58 | 32 | SD < 2.99 | 45 | Glass | steady-state conditions | 2880 |  |  | 0.6 | LR | 0.11 | 1.96 x SE |  |  |  | 5 | No damage | [9 empty] | glass |  | /cm^2 |  | 212
EPA 2014 Methyl Bromide Decontamition of Indoor and Outdoor Materials Contamited with Bacillus anthracis Spores |  | Fumigation | CFU | 4600000 |  |  | 14.25 | cm^2 | 0.001425 | m^2 |  |  | SD < 5 | 212 | mg/L |  |  | SD < 0.58 | 32 | SD < 2.99 | 45 | Ceiling Tile | steady-state conditions | 2880 |  |  | 2.67 | LR | 0.36 | 1.96 x SE |  |  |  | 5 | No damage | [9 empty] | ceiling tile |  | /cm^2 |  | 212
EPA 2014 Methyl Bromide Decontamition of Indoor and Outdoor Materials Contamited with Bacillus anthracis Spores |  | Fumigation | CFU | 4600000 |  |  | 14.25 | cm^2 | 0.001425 | m^2 |  |  | SD < 5 | 212 | mg/L |  |  | SD < 0.58 | 32 | SD < 2.99 | 45 | Carpet | steady-state conditions | 2880 |  |  | 1.63 | LR | 0.16 | 1.96 x SE |  |  |  | 5 | No damage | [9 empty] | carpet |  | /cm^2 |  | 212
EPA 2014 Methyl Bromide Decontamition of Indoor and Outdoor Materials Contamited with Bacillus anthracis Spores |  | Fumigation | CFU | 4600000 |  |  | 14.25 | cm^2 | 0.001425 | m^2 |  |  | SD < 5 | 212 | mg/L |  |  | SD < 0.58 | 32 | SD < 2.99 | 45 | Bare Pine Wood | steady-state conditions | 2880 |  |  | 2.06 | LR | 0.28999999999999998 | 1.96 x SE |  |  |  | 5 | No damage | [9 empty] | bare wood |  | /cm^2 |  | 212
EPA 2014 Methyl Bromide Decontamition of Indoor and Outdoor Materials Contamited with Bacillus anthracis Spores |  | Fumigation | CFU | 4600000 |  |  | 14.25 | cm^2 | 0.001425 | m^2 |  |  | SD < 5 | 300 | mg/L |  |  | SD < 0.58 | 22 | SD < 2.99 | 75 | Glass | steady-state conditions | 1440 |  |  | 1.03 | LR | 0.13 | 1.96 x SE |  |  |  | 5 | No damage | [9 empty] | glass |  | /cm^2 |  | 300
EPA 2014 Methyl Bromide Decontamition of Indoor and Outdoor Materials Contamited with Bacillus anthracis Spores |  | Fumigation | CFU | 4600000 |  |  | 14.25 | cm^2 | 0.001425 | m^2 |  |  | SD < 5 | 300 | mg/L |  |  | SD < 0.58 | 22 | SD < 2.99 | 75 | Ceiling Tile | steady-state conditions | 1440 |  |  | 1.36 | LR | 0.24 | 1.96 x SE |  |  |  | 5 | No damage | [9 empty] | ceiling tile |  | /cm^2 |  | 300
EPA 2014 Methyl Bromide Decontamition of Indoor and Outdoor Materials Contamited with Bacillus anthracis Spores |  | Fumigation | CFU | 4600000 |  |  | 14.25 | cm^2 | 0.001425 | m^2 |  |  | SD < 5 | 300 | mg/L |  |  | SD < 0.58 | 22 | SD < 2.99 | 75 | Carpet | steady-state conditions | 1440 |  |  | 0.75 | LR | 0.17 | 1.96 x SE |  |  |  | 5 | No damage | [9 empty] | carpet |  | /cm^2 |  | 300
EPA 2014 Methyl Bromide Decontamition of Indoor and Outdoor Materials Contamited with Bacillus anthracis Spores |  | Fumigation | CFU | 4600000 |  |  | 14.25 | cm^2 | 0.001425 | m^2 |  |  | SD < 5 | 300 | mg/L |  |  | SD < 0.58 | 22 | SD < 2.99 | 75 | Bare Pine Wood | steady-state conditions | 1440 |  |  | 1.63 | LR | 0.28000000000000003 | 1.96 x SE |  |  |  | 5 | No damage | [9 empty] | bare wood |  | /cm^2 |  | 300
EPA 2014 Methyl Bromide Decontamition of Indoor and Outdoor Materials Contamited with Bacillus anthracis Spores |  | Fumigation | CFU | 4600000 |  |  | 14.25 | cm^2 | 0.001425 | m^2 |  |  | SD < 5 | 300 | mg/L |  |  | SD < 0.58 | 22 | SD < 2.99 | 45 | Glass | steady-state conditions | 3600 | 12 |  | 0.87 | LR | 0.19 | 1.96 x SE |  |  |  | 5 | No damage | [9 empty] | glass |  | /cm^2 |  | 300
EPA 2014 Methyl Bromide Decontamition of Indoor and Outdoor Materials Contamited with Bacillus anthracis Spores |  | Fumigation | CFU | 4600000 |  |  | 14.25 | cm^2 | 0.001425 | m^2 |  |  | SD < 5 | 300 | mg/L |  |  | SD < 0.58 | 22 | SD < 2.99 | 45 | Ceiling Tile | steady-state conditions | 3600 | 12 |  | 5.87 | LR | 0.93 | 1.96 x SE |  |  |  | 5 | No damage | [9 empty] | ceiling tile |  | /cm^2 |  | 300
EPA 2014 Methyl Bromide Decontamition of Indoor and Outdoor Materials Contamited with Bacillus anthracis Spores |  | Fumigation | CFU | 4600000 |  |  | 14.25 | cm^2 | 0.001425 | m^2 |  |  | SD < 5 | 300 | mg/L |  |  | SD < 0.58 | 22 | SD < 2.99 | 45 | Carpet | steady-state conditions | 3600 | 12 |  | 1.85 | LR | 0.33 | 1.96 x SE |  |  |  | 5 | No damage | [9 empty] | carpet |  | /cm^2 |  | 300
EPA 2014 Methyl Bromide Decontamition of Indoor and Outdoor Materials Contamited with Bacillus anthracis Spores |  | Fumigation | CFU | 4600000 |  |  | 14.25 | cm^2 | 0.001425 | m^2 |  |  | SD < 5 | 300 | mg/L |  |  | SD < 0.58 | 22 | SD < 2.99 | 45 | Bare Pine Wood | steady-state conditions | 3600 | 12 |  | 3.6 | LR | 0.33 | 1.96 x SE |  |  |  | 5 | No damage | [9 empty] | bare wood |  | /cm^2 |  | 300
EPA 2014 Methyl Bromide Decontamition of Indoor and Outdoor Materials Contamited with Bacillus anthracis Spores |  | Fumigation | CFU | 4600000 |  |  | 14.25 | cm^2 | 0.001425 | m^2 |  |  | SD < 5 | 212 | mg/L |  |  | SD < 0.58 | 32 | SD < 2.99 | 45 | Glass | steady-state conditions | 3600 | 12 |  | 0.48 | LR | 0.22 | 1.96 x SE |  |  |  | 5 | No damage | [9 empty] | glass |  | /cm^2 |  | 212
EPA 2014 Methyl Bromide Decontamition of Indoor and Outdoor Materials Contamited with Bacillus anthracis Spores |  | Fumigation | CFU | 4600000 |  |  | 14.25 | cm^2 | 0.001425 | m^2 |  |  | SD < 5 | 212 | mg/L |  |  | SD < 0.58 | 32 | SD < 2.99 | 45 | Ceiling Tile | steady-state conditions | 3600 | 12 |  | 2.53 | LR | 0.43 | 1.96 x SE |  |  |  | 5 | No damage | [9 empty] | ceiling tile |  | /cm^2 |  | 212
EPA 2014 Methyl Bromide Decontamition of Indoor and Outdoor Materials Contamited with Bacillus anthracis Spores |  | Fumigation | CFU | 4600000 |  |  | 14.25 | cm^2 | 0.001425 | m^2 |  |  | SD < 5 | 212 | mg/L |  |  | SD < 0.58 | 32 | SD < 2.99 | 45 | Carpet | steady-state conditions | 3600 | 12 |  | 2.14 | LR | 0.42 | 1.96 x SE |  |  |  | 5 | No damage | [9 empty] | carpet |  | /cm^2 |  | 212
EPA 2014 Methyl Bromide Decontamition of Indoor and Outdoor Materials Contamited with Bacillus anthracis Spores |  | Fumigation | CFU | 4600000 |  |  | 14.25 | cm^2 | 0.001425 | m^2 |  |  | SD < 5 | 212 | mg/L |  |  | SD < 0.58 | 32 | SD < 2.99 | 45 | Bare Pine Wood | steady-state conditions | 3600 | 12 |  | 2.24 | LR | 0.3 | 1.96 x SE |  |  |  | 5 | No damage | [9 empty] | bare wood |  | /cm^2 |  | 212
EPA 2014 Methyl Bromide Decontamition of Indoor and Outdoor Materials Contamited with Bacillus anthracis Spores |  | Fumigation | CFU | 4600000 |  |  | 14.25 | cm^2 | 0.001425 | m^2 |  |  | SD < 5 | 300 | mg/L |  |  | SD < 0.58 | 27 | SD < 2.99 | 75 | Glass | steady-state conditions | 1080 | 12 |  | 2.68 | LR | 0.53 | 1.96 x SE |  |  |  | 5 | No damage | [9 empty] | glass |  | /cm^2 |  | 300
EPA 2014 Methyl Bromide Decontamition of Indoor and Outdoor Materials Contamited with Bacillus anthracis Spores |  | Fumigation | CFU | 4600000 |  |  | 14.25 | cm^2 | 0.001425 | m^2 |  |  | SD < 5 | 300 | mg/L |  |  | SD < 0.58 | 27 | SD < 2.99 | 75 | Ceiling Tile | steady-state conditions | 1080 | 12 |  | 2.33 | LR | 0.45 | 1.96 x SE |  |  |  | 5 | No damage | [9 empty] | ceiling tile |  | /cm^2 |  | 300
EPA 2014 Methyl Bromide Decontamition of Indoor and Outdoor Materials Contamited with Bacillus anthracis Spores |  | Fumigation | CFU | 4600000 |  |  | 14.25 | cm^2 | 0.001425 | m^2 |  |  | SD < 5 | 300 | mg/L |  |  | SD < 0.58 | 27 | SD < 2.99 | 75 | Carpet | steady-state conditions | 1080 | 12 |  | 1.74 | LR | 0.21 | 1.96 x SE |  |  |  | 5 | No damage | [9 empty] | carpet |  | /cm^2 |  | 300
EPA 2014 Methyl Bromide Decontamition of Indoor and Outdoor Materials Contamited with Bacillus anthracis Spores |  | Fumigation | CFU | 4600000 |  |  | 14.25 | cm^2 | 0.001425 | m^2 |  |  | SD < 5 | 300 | mg/L |  |  | SD < 0.58 | 27 | SD < 2.99 | 75 | Bare Pine Wood | steady-state conditions | 1080 | 12 |  | 2.3 | LR | 0.48 | 1.96 x SE |  |  |  | 5 | No damage | [9 empty] | bare wood |  | /cm^2 |  | 300
EPA 2014 Methyl Bromide Decontamition of Indoor and Outdoor Materials Contamited with Bacillus anthracis Spores |  | Fumigation | CFU | 4600000 |  |  | 14.25 | cm^2 | 0.001425 | m^2 |  |  | SD < 5 | 300 | mg/L |  |  | SD < 0.58 | 27 | SD < 2.99 | 45 | Glass | steady-state conditions | 3600 | 12 |  | 0.73 | LR | 0.08 | 1.96 x SE |  |  |  | 5 | No damage | [9 empty] | glass |  | /cm^2 |  | 300
EPA 2014 Methyl Bromide Decontamition of Indoor and Outdoor Materials Contamited with Bacillus anthracis Spores |  | Fumigation | CFU | 4600000 |  |  | 14.25 | cm^2 | 0.001425 | m^2 |  |  | SD < 5 | 300 | mg/L |  |  | SD < 0.58 | 27 | SD < 2.99 | 45 | Ceiling Tile | steady-state conditions | 3600 | 12 |  | 3.38 | LR | 0.33 | 1.96 x SE |  |  |  | 5 | No damage | [9 empty] | ceiling tile |  | /cm^2 |  | 300
EPA 2014 Methyl Bromide Decontamition of Indoor and Outdoor Materials Contamited with Bacillus anthracis Spores |  | Fumigation | CFU | 4600000 |  |  | 14.25 | cm^2 | 0.001425 | m^2 |  |  | SD < 5 | 300 | mg/L |  |  | SD < 0.58 | 27 | SD < 2.99 | 45 | Carpet | steady-state conditions | 3600 | 1 |  | 1.73 | LR | 0.14000000000000001 | 1.96 x SE |  |  |  | 5 | No damage | [9 empty] | carpet |  | /cm^2 |  | 300
EPA 2014 Methyl Bromide Decontamition of Indoor and Outdoor Materials Contamited with Bacillus anthracis Spores |  | Fumigation | CFU | 4600000 |  |  | 14.25 | cm^2 | 0.001425 | m^2 |  |  | SD < 5 | 300 | mg/L |  |  | SD < 0.58 | 27 | SD < 2.99 | 45 | Bare Pine Wood | steady-state conditions | 3600 | 1 |  | 2.88 | LR | 0.42 | 1.96 x SE |  |  |  | 5 | No damage | [9 empty] | bare wood |  | /cm^2 |  | 300
EPA 2014 Methyl Bromide Decontamition of Indoor and Outdoor Materials Contamited with Bacillus anthracis Spores |  | Fumigation | CFU | 4600000 |  |  | 14.25 | cm^2 | 0.001425 | m^2 |  |  | SD < 5 | 212 | mg/L |  |  | SD < 0.58 | 32 | SD < 2.99 | 45 | Glass | steady-state conditions | 4320 | 1 |  | 0.8 | LR | 0.12 | 1.96 x SE |  |  |  | 5 | No damage | [9 empty] | glass |  | /cm^2 |  | 212
EPA 2014 Methyl Bromide Decontamition of Indoor and Outdoor Materials Contamited with Bacillus anthracis Spores |  | Fumigation | CFU | 4600000 |  |  | 14.25 | cm^2 | 0.001425 | m^2 |  |  | SD < 5 | 212 | mg/L |  |  | SD < 0.58 | 32 | SD < 2.99 | 45 | Ceiling Tile | steady-state conditions | 4320 | 1 |  | 3.46 | LR | 0.5 | 1.96 x SE |  |  |  | 5 | No damage | [9 empty] | ceiling tile |  | /cm^2 |  | 212
EPA 2014 Methyl Bromide Decontamition of Indoor and Outdoor Materials Contamited with Bacillus anthracis Spores |  | Fumigation | CFU | 4600000 |  |  | 14.25 | cm^2 | 0.001425 | m^2 |  |  | SD < 5 | 212 | mg/L |  |  | SD < 0.58 | 32 | SD < 2.99 | 45 | Carpet | steady-state conditions | 4320 | 1 |  | 1.67 | LR | 0.4 | 1.96 x SE |  |  |  | 5 | No damage | [9 empty] | carpet |  | /cm^2 |  | 212
EPA 2014 Methyl Bromide Decontamition of Indoor and Outdoor Materials Contamited with Bacillus anthracis Spores |  | Fumigation | CFU | 4600000 |  |  | 14.25 | cm^2 | 0.001425 | m^2 |  |  | SD < 5 | 212 | mg/L |  |  | SD < 0.58 | 32 | SD < 2.99 | 45 | Bare Pine Wood | steady-state conditions | 4320 | 1 |  | 1.98 | LR | 0.63 | 1.96 x SE |  |  |  | 5 | No damage | [9 empty] | bare wood |  | /cm^2 |  | 212
EPA 2014 Methyl Bromide Decontamition of Indoor and Outdoor Materials Contamited with Bacillus anthracis Spores |  | Fumigation | CFU | 4600000 |  |  | 14.25 | cm^2 | 0.001425 | m^2 |  |  | SD < 5 | 300 | mg/L |  |  | SD < 0.58 | 32 | SD < 2.99 | 45 | Glass | steady-state conditions | 3600 | 1 |  | 0.44 | LR | 0.14000000000000001 | 1.96 x SE |  |  |  | 5 | No damage | [9 empty] | glass |  | /cm^2 |  | 300
EPA 2014 Methyl Bromide Decontamition of Indoor and Outdoor Materials Contamited with Bacillus anthracis Spores |  | Fumigation | CFU | 4600000 |  |  | 14.25 | cm^2 | 0.001425 | m^2 |  |  | SD < 5 | 300 | mg/L |  |  | SD < 0.58 | 32 | SD < 2.99 | 45 | Ceiling Tile | steady-state conditions | 3600 | 1 |  | 3.19 | LR | 0.43 | 1.96 x SE |  |  |  | 5 | No damage | [9 empty] | ceiling tile |  | /cm^2 |  | 300
EPA 2014 Methyl Bromide Decontamition of Indoor and Outdoor Materials Contamited with Bacillus anthracis Spores |  | Fumigation | CFU | 4600000 |  |  | 14.25 | cm^2 | 0.001425 | m^2 |  |  | SD < 5 | 300 | mg/L |  |  | SD < 0.58 | 32 | SD < 2.99 | 45 | Carpet | steady-state conditions | 3600 | 1 |  | 1.89 | LR | 0.42 | 1.96 x SE |  |  |  | 5 | No damage | [9 empty] | carpet |  | /cm^2 |  | 300
EPA 2014 Methyl Bromide Decontamition of Indoor and Outdoor Materials Contamited with Bacillus anthracis Spores |  | Fumigation | CFU | 4600000 |  |  | 14.25 | cm^2 | 0.001425 | m^2 |  |  | SD < 5 | 300 | mg/L |  |  | SD < 0.58 | 32 | SD < 2.99 | 45 | Bare Pine Wood | steady-state conditions | 3600 | 1 |  | 2.96 | LR | 0.34 | 1.96 x SE |  |  |  | 5 | No damage | [9 empty] | bare wood |  | /cm^2 |  | 300
EPA 2014 Methyl Bromide Decontamition of Indoor and Outdoor Materials Contamited with Bacillus anthracis Spores |  | Fumigation | CFU | 4600000 |  |  | 14.25 | cm^2 | 0.001425 | m^2 |  |  | SD < 5 | 212 | mg/L |  |  | SD < 0.58 | 27 | SD < 2.99 | 45 | Glass | steady-state conditions | 2880 | 1 | ≥ | 6.97 | LR | 0.15 | 1.96 x SE |  |  |  | 5 | No damage | [9 empty] | glass |  | /cm^2 |  | 212 |  | 0 | 6.97
EPA 2014 Methyl Bromide Decontamition of Indoor and Outdoor Materials Contamited with Bacillus anthracis Spores |  | Fumigation | CFU | 4600000 |  |  | 14.25 | cm^2 | 0.001425 | m^2 |  |  | SD < 5 | 212 | mg/L |  |  | SD < 0.58 | 27 | SD < 2.99 | 45 | Ceiling Tile | steady-state conditions | 2880 | 1 | ≥ | 7 | LR | 0.06 | 1.96 x SE |  |  |  | 5 | No damage | [9 empty] | ceiling tile |  | /cm^2 |  | 212 |  | 0 | 7
EPA 2014 Methyl Bromide Decontamition of Indoor and Outdoor Materials Contamited with Bacillus anthracis Spores |  | Fumigation | CFU | 4600000 |  |  | 14.25 | cm^2 | 0.001425 | m^2 |  |  | SD < 5 | 212 | mg/L |  |  | SD < 0.58 | 27 | SD < 2.99 | 45 | Carpet | steady-state conditions | 2880 | 1 | ≥ | 7.87 | LR | 0.02 | 1.96 x SE |  |  |  | 5 | No damage | [9 empty] | carpet |  | /cm^2 |  | 212 |  | 0 | 7.87
EPA 2014 Methyl Bromide Decontamition of Indoor and Outdoor Materials Contamited with Bacillus anthracis Spores |  | Fumigation | CFU | 4600000 |  |  | 14.25 | cm^2 | 0.001425 | m^2 |  |  | SD < 5 | 212 | mg/L |  |  | SD < 0.58 | 27 | SD < 2.99 | 45 | Painted Wallboard Paper | steady-state conditions | 2880 | 1 | ≥ | 7.58 | LR | 7.0000000000000007E-2 | 1.96 x SE |  |  |  | 5 | No damage | [9 empty] | wallboard |  | /cm^2 |  | 212 |  | 0 | 7.58
EPA 2014 Methyl Bromide Decontamition of Indoor and Outdoor Materials Contamited with Bacillus anthracis Spores |  | Fumigation | CFU | 4600000 |  |  | 14.25 | cm^2 | 0.001425 | m^2 |  |  | SD < 5 | 212 | mg/L |  |  | SD < 0.58 | 27 | SD < 2.99 | 45 | Bare Pine Wood | steady-state conditions | 2880 | 1 |  | 4.28 | LR | 1.53 | 1.96 x SE |  |  |  | 5 | No damage | [9 empty] | bare wood |  | /cm^2 |  | 212
EPA 2014 Methyl Bromide Decontamition of Indoor and Outdoor Materials Contamited with Bacillus anthracis Spores |  | Fumigation | CFU | 4600000 |  |  | 14.25 | cm^2 | 0.001425 | m^2 |  |  | SD < 5 | 212 | mg/L |  |  | SD < 0.58 | 27 | SD < 2.99 | 45 | Unpainted Concrete | steady-state conditions | 2880 | 1 | ≥ | 6.85 | LR | 0.26 | 1.96 x SE |  |  |  | 5 | No damage | [9 empty] | concrete |  | /cm^2 |  | 212 |  | 0 | 6.85
EPA 2014 Methyl Bromide Decontamition of Indoor and Outdoor Materials Contamited with Bacillus anthracis Spores |  | Fumigation | CFU | 4600000 |  |  | 14.25 | cm^2 | 0.001425 | m^2 |  |  | SD < 5 | 212 | mg/L |  |  | SD < 0.58 | 27 | SD < 2.99 | 75 | Glass | steady-state conditions | 1440 | 1 |  | 4.17 | LR | 1.52 | 1.96 x SE |  |  |  | 5 | No damage | [9 empty] | glass |  | /cm^2 |  | 212
EPA 2014 Methyl Bromide Decontamition of Indoor and Outdoor Materials Contamited with Bacillus anthracis Spores |  | Fumigation | CFU | 4600000 |  |  | 14.25 | cm^2 | 0.001425 | m^2 |  |  | SD < 5 | 212 | mg/L |  |  | SD < 0.58 | 27 | SD < 2.99 | 75 | Ceiling Tile | steady-state conditions | 1440 | 1 |  | 3.53 | LR | 1.7 | 1.96 x SE |  |  |  | 5 | No damage | [9 empty] | ceiling tile |  | /cm^2 |  | 212
EPA 2014 Methyl Bromide Decontamition of Indoor and Outdoor Materials Contamited with Bacillus anthracis Spores |  | Fumigation | CFU | 4600000 |  |  | 14.25 | cm^2 | 0.001425 | m^2 |  |  | SD < 5 | 212 | mg/L |  |  | SD < 0.58 | 27 | SD < 2.99 | 75 | Carpet | steady-state conditions | 1440 | 1 |  | 2.47 | LR | 0.33 | 1.96 x SE |  |  |  | 5 | No damage | [9 empty] | carpet |  | /cm^2 |  | 212
EPA 2014 Methyl Bromide Decontamition of Indoor and Outdoor Materials Contamited with Bacillus anthracis Spores |  | Fumigation | CFU | 4600000 |  |  | 14.25 | cm^2 | 0.001425 | m^2 |  |  | SD < 5 | 212 | mg/L |  |  | SD < 0.58 | 27 | SD < 2.99 | 75 | Painted Wallboard Paper | steady-state conditions | 1440 | 1 |  | 1.86 | LR | 0.27 | 1.96 x SE |  |  |  | 5 | No damage | [9 empty] | wallboard |  | /cm^2 |  | 212
EPA 2014 Methyl Bromide Decontamition of Indoor and Outdoor Materials Contamited with Bacillus anthracis Spores |  | Fumigation | CFU | 4600000 |  |  | 14.25 | cm^2 | 0.001425 | m^2 |  |  | SD < 5 | 212 | mg/L |  |  | SD < 0.58 | 27 | SD < 2.99 | 75 | Bare Pine Wood | steady-state conditions | 1440 | 1 |  | 1.88 | LR | 0.34 | 1.96 x SE |  |  |  | 5 | No damage | [9 empty] | bare wood |  | /cm^2 |  | 212
EPA 2014 Methyl Bromide Decontamition of Indoor and Outdoor Materials Contamited with Bacillus anthracis Spores |  | Fumigation | CFU | 4600000 |  |  | 14.25 | cm^2 | 0.001425 | m^2 |  |  | SD < 5 | 212 | mg/L |  |  | SD < 0.58 | 27 | SD < 2.99 | 75 | Unpainted Concrete | steady-state conditions | 1440 | 1 |  | 3.83 | LR | 1.54 | 1.96 x SE |  |  |  | 5 | No damage | [9 empty] | concrete |  | /cm^2 |  | 212
EPA 2014 Methyl Bromide Decontamition of Indoor and Outdoor Materials Contamited with Bacillus anthracis Spores |  | Fumigation | CFU | 4600000 |  |  | 14.25 | cm^2 | 0.001425 | m^2 |  |  | SD < 5 | 212 | mg/L |  |  | SD < 0.58 | 27 | SD < 2.99 | 45 | Glass | steady-state conditions | 2880 | 1 |  | 6.25 | LR | 1.08 | 1.96 x SE |  |  |  | 5 | No damage | [9 empty] | glass |  | /cm^2 |  | 212
EPA 2014 Methyl Bromide Decontamition of Indoor and Outdoor Materials Contamited with Bacillus anthracis Spores |  | Fumigation | CFU | 4600000 |  |  | 14.25 | cm^2 | 0.001425 | m^2 |  |  | SD < 5 | 212 | mg/L |  |  | SD < 0.58 | 27 | SD < 2.99 | 45 | Ceiling Tile | steady-state conditions | 2880 | 1 |  | 3.99 | LR | 0.69 | 1.96 x SE |  |  |  | 5 | No damage | [9 empty] | ceiling tile |  | /cm^2 |  | 212
EPA 2014 Methyl Bromide Decontamition of Indoor and Outdoor Materials Contamited with Bacillus anthracis Spores |  | Fumigation | CFU | 4600000 |  |  | 14.25 | cm^2 | 0.001425 | m^2 |  |  | SD < 5 | 212 | mg/L |  |  | SD < 0.58 | 27 | SD < 2.99 | 45 | Carpet | steady-state conditions | 2880 | 1 | ≥ | 7.78 | LR | 7.0000000000000007E-2 | 1.96 x SE |  |  |  | 5 | No damage | [9 empty] | carpet |  | /cm^2 |  | 212 |  | 0 | 7.78
EPA 2014 Methyl Bromide Decontamition of Indoor and Outdoor Materials Contamited with Bacillus anthracis Spores |  | Fumigation | CFU | 4600000 |  |  | 14.25 | cm^2 | 0.001425 | m^2 |  |  | SD < 5 | 212 | mg/L |  |  | SD < 0.58 | 27 | SD < 2.99 | 45 | Painted Wallboard Paper | steady-state conditions | 2880 | 1 | ≥ | 7.56 | LR | 0.08 | 1.96 x SE |  |  |  | 5 | No damage | [9 empty] | wallboard |  | /cm^2 |  | 212 |  | 0 | 7.56
EPA 2014 Methyl Bromide Decontamition of Indoor and Outdoor Materials Contamited with Bacillus anthracis Spores |  | Fumigation | CFU | 4600000 |  |  | 14.25 | cm^2 | 0.001425 | m^2 |  |  | SD < 5 | 212 | mg/L |  |  | SD < 0.58 | 27 | SD < 2.99 | 45 | Bare Pine Wood | steady-state conditions | 2880 | 1 |  | 3.56 | LR | 0.98 | 1.96 x SE |  |  |  | 5 | No damage | [9 empty] | bare wood |  | /cm^2 |  | 212
EPA 2014 Methyl Bromide Decontamition of Indoor and Outdoor Materials Contamited with Bacillus anthracis Spores |  | Fumigation | CFU | 4600000 |  |  | 14.25 | cm^2 | 0.001425 | m^2 |  |  | SD < 5 | 212 | mg/L |  |  | SD < 0.58 | 27 | SD < 2.99 | 45 | Unpainted Concrete | steady-state conditions | 2880 | 1 | ≥ | 6.54 | LR | 0.21 | 1.96 x SE |  |  |  | 5 | No damage | [9 empty] | concrete |  | /cm^2 |  | 212 |  | 0 | 6.54
EPA 2014 Methyl Bromide Decontamition of Indoor and Outdoor Materials Contamited with Bacillus anthracis Spores |  | Fumigation | CFU | 4600000 |  |  | 14.25 | cm^2 | 0.001425 | m^2 |  |  | SD < 5 | 212 | mg/L |  |  | SD < 0.58 | 27 | SD < 2.99 | 75 | Glass | steady-state conditions | 2160 | 5 | ≥ | 7.53 | LR | 0.23 | 1.96 x SE |  |  |  | 5 | No damage | [9 empty] | glass |  | /cm^2 |  | 212 |  | 0 | 7.53
EPA 2014 Methyl Bromide Decontamition of Indoor and Outdoor Materials Contamited with Bacillus anthracis Spores |  | Fumigation | CFU | 4600000 |  |  | 14.25 | cm^2 | 0.001425 | m^2 |  |  | SD < 5 | 212 | mg/L |  |  | SD < 0.58 | 27 | SD < 2.99 | 75 | Ceiling Tile | steady-state conditions | 2160 | 5 | ≥ | 7.06 | LR | 0.06 | 1.96 x SE |  |  |  | 5 | No damage | [9 empty] | ceiling tile |  | /cm^2 |  | 212 |  | 0 | 7.06
EPA 2014 Methyl Bromide Decontamition of Indoor and Outdoor Materials Contamited with Bacillus anthracis Spores |  | Fumigation | CFU | 4600000 |  |  | 14.25 | cm^2 | 0.001425 | m^2 |  |  | SD < 5 | 212 | mg/L |  |  | SD < 0.58 | 27 | SD < 2.99 | 75 | Carpet | steady-state conditions | 2160 | 5 |  | 7.11 | LR | 0.81 | 1.96 x SE |  |  | 7.78 | 5 | No damage | [7 empty] | 2 |  | carpet |  | /cm^2 |  | 212 |  | 2 | 7.78
EPA 2014 Methyl Bromide Decontamition of Indoor and Outdoor Materials Contamited with Bacillus anthracis Spores |  | Fumigation | CFU | 4600000 |  |  | 14.25 | cm^2 | 0.001425 | m^2 |  |  | SD < 5 | 212 | mg/L |  |  | SD < 0.58 | 27 | SD < 2.99 | 75 | Bare Pine Wood | steady-state conditions | 2160 | 5 |  | 6.5 | LR | 0.6 | 1.96 x SE |  |  | 6.81 | 5 | No damage | [7 empty] | 1 |  | bare wood |  | /cm^2 |  | 212 |  | 1 | 6.81
EPA 2014 Methyl Bromide Decontamition of Indoor and Outdoor Materials Contamited with Bacillus anthracis Spores |  | Fumigation | CFU | 4600000 |  |  | 14.25 | cm^2 | 0.001425 | m^2 |  |  | SD < 5 | 300 | mg/L |  |  | SD < 0.58 | 22 | SD < 2.99 | 45 | Glass | steady-state conditions | 2880 | 5 |  | 6.72 | LR | 0.73 | 1.96 x SE |  |  |  | 5 | No damage | [9 empty] | glass |  | /cm^2 |  | 300
EPA 2014 Methyl Bromide Decontamition of Indoor and Outdoor Materials Contamited with Bacillus anthracis Spores |  | Fumigation | CFU | 4600000 |  |  | 14.25 | cm^2 | 0.001425 | m^2 |  |  | SD < 5 | 300 | mg/L |  |  | SD < 0.58 | 22 | SD < 2.99 | 45 | Ceiling Tile | steady-state conditions | 2880 | 5 | ≥ | 7.13 | LR | 7.0000000000000007E-2 | 1.96 x SE |  |  |  | 5 | No damage | [9 empty] | ceiling tile |  | /cm^2 |  | 300 |  | 0 | 7.13
EPA 2014 Methyl Bromide Decontamition of Indoor and Outdoor Materials Contamited with Bacillus anthracis Spores |  | Fumigation | CFU | 4600000 |  |  | 14.25 | cm^2 | 0.001425 | m^2 |  |  | SD < 5 | 300 | mg/L |  |  | SD < 0.58 | 22 | SD < 2.99 | 45 | Carpet | steady-state conditions | 2880 | 5 |  | 7.32 | LR | 1.07 | 1.96 x SE |  |  |  | 5 | No damage | [9 empty] | carpet |  | /cm^2 |  | 300
EPA 2014 Methyl Bromide Decontamition of Indoor and Outdoor Materials Contamited with Bacillus anthracis Spores |  | Fumigation | CFU | 4600000 |  |  | 14.25 | cm^2 | 0.001425 | m^2 |  |  | SD < 5 | 300 | mg/L |  |  | SD < 0.58 | 22 | SD < 2.99 | 45 | Bare Pine Wood | steady-state conditions | 2880 | 5 |  | 4.14 | LR | 1.65 | 1.96 x SE |  |  |  | 5 | No damage | [9 empty] | bare wood |  | /cm^2 |  | 300
EPA 2014 Methyl Bromide Decontamition of Indoor and Outdoor Materials Contamited with Bacillus anthracis Spores |  | Fumigation | CFU | 4600000 |  |  | 14.25 | cm^2 | 0.001425 | m^2 |  |  | SD < 5 | 212 | mg/L |  |  | SD < 0.58 | 22 | SD < 2.99 | 45 | Glass | steady-state conditions | 3600 | 5 |  | 5.01 | LR | 1.31 | 1.96 x SE |  |  |  | 5 | No damage | [9 empty] | glass |  | /cm^2 |  | 212
EPA 2014 Methyl Bromide Decontamition of Indoor and Outdoor Materials Contamited with Bacillus anthracis Spores |  | Fumigation | CFU | 4600000 |  |  | 14.25 | cm^2 | 0.001425 | m^2 |  |  | SD < 5 | 212 | mg/L |  |  | SD < 0.58 | 22 | SD < 2.99 | 45 | Ceiling Tile | steady-state conditions | 3600 | 5 |  | 6.75 | LR | 0.72 | 1.96 x SE |  |  |  | 5 | No damage | [9 empty] | ceiling tile |  | /cm^2 |  | 212
EPA 2014 Methyl Bromide Decontamition of Indoor and Outdoor Materials Contamited with Bacillus anthracis Spores |  | Fumigation | CFU | 4600000 |  |  | 14.25 | cm^2 | 0.001425 | m^2 |  |  | SD < 5 | 212 | mg/L |  |  | SD < 0.58 | 22 | SD < 2.99 | 45 | Carpet | steady-state conditions | 3600 | 5 |  | 5.25 | LR | 1.4 | 1.96 x SE |  |  |  | 5 | No damage | [9 empty] | carpet |  | /cm^2 |  | 212
EPA 2014 Methyl Bromide Decontamition of Indoor and Outdoor Materials Contamited with Bacillus anthracis Spores |  | Fumigation | CFU | 4600000 |  |  | 14.25 | cm^2 | 0.001425 | m^2 |  |  | SD < 5 | 212 | mg/L |  |  | SD < 0.58 | 22 | SD < 2.99 | 45 | Bare Pine Wood | steady-state conditions | 3600 | 5 |  | 3.35 | LR | 0.59 | 1.96 x SE |  |  |  | 5 | No damage | [9 empty] | bare wood |  | /cm^2 |  | 212
EPA 2014 Methyl Bromide Decontamition of Indoor and Outdoor Materials Contamited with Bacillus anthracis Spores |  | Fumigation | CFU | 4600000 |  |  | 14.25 | cm^2 | 0.001425 | m^2 |  |  | SD < 5 | 212 | mg/L |  |  | SD < 0.58 | 32 | SD < 2.99 | 75 | Glass | steady-state conditions | 1440 | 5 | ≥ | 6.89 | LR | 0.09 | 1.96 x SE |  |  |  | 5 | No damage | [9 empty] | glass |  | /cm^2 |  | 212 |  | 0 | 6.89
EPA 2014 Methyl Bromide Decontamition of Indoor and Outdoor Materials Contamited with Bacillus anthracis Spores |  | Fumigation | CFU | 4600000 |  |  | 14.25 | cm^2 | 0.001425 | m^2 |  |  | SD < 5 | 212 | mg/L |  |  | SD < 0.58 | 32 | SD < 2.99 | 75 | Ceiling Tile | steady-state conditions | 1440 | 5 | ≥ | 7.07 | LR | 0.1 | 1.96 x SE |  |  |  | 5 | No damage | [9 empty] | ceiling tile |  | /cm^2 |  | 212 |  | 0 | 7.07
EPA 2014 Methyl Bromide Decontamition of Indoor and Outdoor Materials Contamited with Bacillus anthracis Spores |  | Fumigation | CFU | 4600000 |  |  | 14.25 | cm^2 | 0.001425 | m^2 |  |  | SD < 5 | 212 | mg/L |  |  | SD < 0.58 | 32 | SD < 2.99 | 75 | Carpet | steady-state conditions | 1440 | 1 | ≥ | 7.79 | LR | 0.06 | 1.96 x SE |  |  |  | 5 | No damage | [9 empty] | carpet |  | /cm^2 |  | 212 |  | 0 | 7.79
EPA 2014 Methyl Bromide Decontamition of Indoor and Outdoor Materials Contamited with Bacillus anthracis Spores |  | Fumigation | CFU | 4600000 |  |  | 14.25 | cm^2 | 0.001425 | m^2 |  |  | SD < 5 | 212 | mg/L |  |  | SD < 0.58 | 32 | SD < 2.99 | 75 | Bare Pine Wood | steady-state conditions | 1440 | 1 | ≥ | 6.84 | LR | 0.12 | 1.96 x SE |  |  |  | 5 | No damage | [9 empty] | bare wood |  | /cm^2 |  | 212 |  | 0 | 6.84
EPA 2014 Methyl Bromide Decontamition of Indoor and Outdoor Materials Contamited with Bacillus anthracis Spores |  | Fumigation | CFU | 4600000 |  |  | 14.25 | cm^2 | 0.001425 | m^2 |  |  | SD < 5 | 212 | mg/L |  |  | SD < 0.58 | 32 | SD < 2.99 | 45 | Glass | steady-state conditions | 2880 | 1 |  | 3.4 | LR | 0.34 | 1.96 x SE |  |  |  | 5 | No damage | [9 empty] | glass |  | /cm^2 |  | 212
EPA 2014 Methyl Bromide Decontamition of Indoor and Outdoor Materials Contamited with Bacillus anthracis Spores |  | Fumigation | CFU | 4600000 |  |  | 14.25 | cm^2 | 0.001425 | m^2 |  |  | SD < 5 | 212 | mg/L |  |  | SD < 0.58 | 32 | SD < 2.99 | 45 | Ceiling Tile | steady-state conditions | 2880 | 1 |  | 4.13 | LR | 0.38 | 1.96 x SE |  |  |  | 5 | No damage | [9 empty] | ceiling tile |  | /cm^2 |  | 212
EPA 2014 Methyl Bromide Decontamition of Indoor and Outdoor Materials Contamited with Bacillus anthracis Spores |  | Fumigation | CFU | 4600000 |  |  | 14.25 | cm^2 | 0.001425 | m^2 |  |  | SD < 5 | 212 | mg/L |  |  | SD < 0.58 | 32 | SD < 2.99 | 45 | Carpet | steady-state conditions | 2880 | 1 |  | 7.09 | LR | 0.88 | 1.96 x SE |  |  |  | 5 | No damage | [9 empty] | carpet |  | /cm^2 |  | 212
EPA 2014 Methyl Bromide Decontamition of Indoor and Outdoor Materials Contamited with Bacillus anthracis Spores |  | Fumigation | CFU | 4600000 |  |  | 14.25 | cm^2 | 0.001425 | m^2 |  |  | SD < 5 | 212 | mg/L |  |  | SD < 0.58 | 32 | SD < 2.99 | 45 | Bare Pine Wood | steady-state conditions | 2880 | 1 |  | 3.95 | LR | 0.59 | 1.96 x SE |  |  |  | 5 | No damage | [9 empty] | bare wood |  | /cm^2 |  | 212
EPA 2014 Methyl Bromide Decontamition of Indoor and Outdoor Materials Contamited with Bacillus anthracis Spores |  | Fumigation | CFU | 4600000 |  |  | 14.25 | cm^2 | 0.001425 | m^2 |  |  | SD < 5 | 300 | mg/L |  |  | SD < 0.58 | 22 | SD < 2.99 | 75 | Glass | steady-state conditions | 1440 | 1 |  | 2.57 | LR | 0.3 | 1.96 x SE |  |  |  | 5 | No damage | [9 empty] | glass |  | /cm^2 |  | 300
EPA 2014 Methyl Bromide Decontamition of Indoor and Outdoor Materials Contamited with Bacillus anthracis Spores |  | Fumigation | CFU | 4600000 |  |  | 14.25 | cm^2 | 0.001425 | m^2 |  |  | SD < 5 | 300 | mg/L |  |  | SD < 0.58 | 22 | SD < 2.99 | 75 | Ceiling Tile | steady-state conditions | 1440 | 1 |  | 1.61 | LR | 0.25 | 1.96 x SE |  |  |  | 5 | No damage | [9 empty] | ceiling tile |  | /cm^2 |  | 300
EPA 2014 Methyl Bromide Decontamition of Indoor and Outdoor Materials Contamited with Bacillus anthracis Spores |  | Fumigation | CFU | 4600000 |  |  | 14.25 | cm^2 | 0.001425 | m^2 |  |  | SD < 5 | 300 | mg/L |  |  | SD < 0.58 | 22 | SD < 2.99 | 75 | Carpet | steady-state conditions | 1440 | 1 |  | 2.1 | LR | 0.3 | 1.96 x SE |  |  |  | 5 | No damage | [9 empty] | carpet |  | /cm^2 |  | 300
EPA 2014 Methyl Bromide Decontamition of Indoor and Outdoor Materials Contamited with Bacillus anthracis Spores |  | Fumigation | CFU | 4600000 |  |  | 14.25 | cm^2 | 0.001425 | m^2 |  |  | SD < 5 | 300 | mg/L |  |  | SD < 0.58 | 22 | SD < 2.99 | 75 | Bare Pine Wood | steady-state conditions | 1440 | 1 |  | 1.72 | LR | 0.25 | 1.96 x SE |  |  |  | 5 | No damage | [9 empty] | bare wood |  | /cm^2 |  | 300
EPA 2014 Methyl Bromide Decontamition of Indoor and Outdoor Materials Contamited with Bacillus anthracis Spores |  | Fumigation | CFU | 4600000 |  |  | 14.25 | cm^2 | 0.001425 | m^2 |  |  | SD < 5 | 300 | mg/L |  |  | SD < 0.58 | 22 | SD < 2.99 | 45 | Glass | steady-state conditions | 3600 | 1 | ≥ | 6.98 | LR | 0.18 | 1.96 x SE |  |  |  | 5 | No damage | [9 empty] | glass |  | /cm^2 |  | 300 |  | 0 | 6.98
EPA 2014 Methyl Bromide Decontamition of Indoor and Outdoor Materials Contamited with Bacillus anthracis Spores |  | Fumigation | CFU | 4600000 |  |  | 14.25 | cm^2 | 0.001425 | m^2 |  |  | SD < 5 | 300 | mg/L |  |  | SD < 0.58 | 22 | SD < 2.99 | 45 | Ceiling Tile | steady-state conditions | 3600 | 1 |  | 4.79 | LR | 1.32 | 1.96 x SE |  |  |  | 5 | No damage | [9 empty] | ceiling tile |  | /cm^2 |  | 300
EPA 2014 Methyl Bromide Decontamition of Indoor and Outdoor Materials Contamited with Bacillus anthracis Spores |  | Fumigation | CFU | 4600000 |  |  | 14.25 | cm^2 | 0.001425 | m^2 |  |  | SD < 5 | 300 | mg/L |  |  | SD < 0.58 | 22 | SD < 2.99 | 45 | Carpet | steady-state conditions | 3600 | 1 |  | 7.27 | LR | 0.81 | 1.96 x SE |  |  |  | 5 | No damage | [9 empty] | carpet |  | /cm^2 |  | 300
EPA 2014 Methyl Bromide Decontamition of Indoor and Outdoor Materials Contamited with Bacillus anthracis Spores |  | Fumigation | CFU | 4600000 |  |  | 14.25 | cm^2 | 0.001425 | m^2 |  |  | SD < 5 | 300 | mg/L |  |  | SD < 0.58 | 22 | SD < 2.99 | 45 | Bare Pine Wood | steady-state conditions | 3600 | 1 |  | 3.67 | LR | 0.34 | 1.96 x SE |  |  |  | 5 | No damage | [9 empty] | bare wood |  | /cm^2 |  | 300
EPA 2014 Methyl Bromide Decontamition of Indoor and Outdoor Materials Contamited with Bacillus anthracis Spores |  | Fumigation | CFU | 4600000 |  |  | 14.25 | cm^2 | 0.001425 | m^2 |  |  | SD < 5 | 212 | mg/L |  |  | SD < 0.58 | 32 | SD < 2.99 | 45 | Glass | steady-state conditions | 3600 | 2 |  | 4.21 | LR | 1.78 | 1.96 x SE |  |  |  | 5 | No damage | [9 empty] | glass |  | /cm^2 |  | 212
EPA 2014 Methyl Bromide Decontamition of Indoor and Outdoor Materials Contamited with Bacillus anthracis Spores |  | Fumigation | CFU | 4600000 |  |  | 14.25 | cm^2 | 0.001425 | m^2 |  |  | SD < 5 | 212 | mg/L |  |  | SD < 0.58 | 32 | SD < 2.99 | 45 | Ceiling Tile | steady-state conditions | 3600 | 1 |  | 4.63 | LR | 1.26 | 1.96 x SE |  |  |  | 5 | No damage | [9 empty] | ceiling tile |  | /cm^2 |  | 212
EPA 2014 Methyl Bromide Decontamition of Indoor and Outdoor Materials Contamited with Bacillus anthracis Spores |  | Fumigation | CFU | 4600000 |  |  | 14.25 | cm^2 | 0.001425 | m^2 |  |  | SD < 5 | 212 | mg/L |  |  | SD < 0.58 | 32 | SD < 2.99 | 45 | Carpet | steady-state conditions | 3600 | 1 | ≥ | 7.8 | LR | 0.04 | 1.96 x SE |  |  |  | 5 | No damage | [9 empty] | carpet |  | /cm^2 |  | 212 |  | 0 | 7.8
EPA 2014 Methyl Bromide Decontamition of Indoor and Outdoor Materials Contamited with Bacillus anthracis Spores |  | Fumigation | CFU | 4600000 |  |  | 14.25 | cm^2 | 0.001425 | m^2 |  |  | SD < 5 | 212 | mg/L |  |  | SD < 0.58 | 32 | SD < 2.99 | 45 | Bare Pine Wood | steady-state conditions | 3600 | 1 |  | 4.15 | LR | 1.43 | 1.96 x SE |  |  |  | 5 | No damage | [9 empty] | bare wood |  | /cm^2 |  | 212
EPA 2014 Methyl Bromide Decontamition of Indoor and Outdoor Materials Contamited with Bacillus anthracis Spores |  | Fumigation | CFU | 4600000 |  |  | 14.25 | cm^2 | 0.001425 | m^2 |  |  | SD < 5 | 300 | mg/L |  |  | SD < 0.58 | 27 | SD < 2.99 | 75 | Glass | steady-state conditions | 1080 | 2 |  | 4.41 | LR | 0.32 | 1.96 x SE |  |  |  | 5 | No damage | [9 empty] | glass |  | /cm^2 |  | 300
EPA 2014 Methyl Bromide Decontamition of Indoor and Outdoor Materials Contamited with Bacillus anthracis Spores |  | Fumigation | CFU | 4600000 |  |  | 14.25 | cm^2 | 0.001425 | m^2 |  |  | SD < 5 | 300 | mg/L |  |  | SD < 0.58 | 27 | SD < 2.99 | 75 | Ceiling Tile | steady-state conditions | 1080 | 1 |  | 2.4 | LR | 0.37 | 1.96 x SE |  |  |  | 5 | No damage | [9 empty] | ceiling tile |  | /cm^2 |  | 300
EPA 2014 Methyl Bromide Decontamition of Indoor and Outdoor Materials Contamited with Bacillus anthracis Spores |  | Fumigation | CFU | 4600000 |  |  | 14.25 | cm^2 | 0.001425 | m^2 |  |  | SD < 5 | 300 | mg/L |  |  | SD < 0.58 | 27 | SD < 2.99 | 75 | Carpet | steady-state conditions | 1080 | 1 |  | 4.38 | LR | 1.0900000000000001 | 1.96 x SE |  |  |  | 5 | No damage | [9 empty] | carpet |  | /cm^2 |  | 300
EPA 2014 Methyl Bromide Decontamition of Indoor and Outdoor Materials Contamited with Bacillus anthracis Spores |  | Fumigation | CFU | 4600000 |  |  | 14.25 | cm^2 | 0.001425 | m^2 |  |  | SD < 5 | 300 | mg/L |  |  | SD < 0.58 | 27 | SD < 2.99 | 75 | Bare Pine Wood | steady-state conditions | 1080 | 1 |  | 3.04 | LR | 0.57999999999999996 | 1.96 x SE |  |  |  | 5 | No damage | [9 empty] | bare wood |  | /cm^2 |  | 300
EPA 2014 Methyl Bromide Decontamition of Indoor and Outdoor Materials Contamited with Bacillus anthracis Spores |  | Fumigation | CFU | 4600000 |  |  | 14.25 | cm^2 | 0.001425 | m^2 |  |  | SD < 5 | 300 | mg/L |  |  | SD < 0.58 | 27 | SD < 2.99 | 45 | Glass | steady-state conditions | 3600 | 1 |  | 5.88 | LR | 0.8 | 1.96 x SE |  |  |  | 5 | No damage | [9 empty] | glass |  | /cm^2 |  | 300
EPA 2014 Methyl Bromide Decontamition of Indoor and Outdoor Materials Contamited with Bacillus anthracis Spores |  | Fumigation | CFU | 4600000 |  |  | 14.25 | cm^2 | 0.001425 | m^2 |  |  | SD < 5 | 300 | mg/L |  |  | SD < 0.58 | 27 | SD < 2.99 | 45 | Ceiling Tile | steady-state conditions | 3600 | 1 |  | 3.6 | LR | 0.33 | 1.96 x SE |  |  |  | 5 | No damage | [9 empty] | ceiling tile |  | /cm^2 |  | 300
EPA 2014 Methyl Bromide Decontamition of Indoor and Outdoor Materials Contamited with Bacillus anthracis Spores |  | Fumigation | CFU | 4600000 |  |  | 14.25 | cm^2 | 0.001425 | m^2 |  |  | SD < 5 | 300 | mg/L |  |  | SD < 0.58 | 27 | SD < 2.99 | 45 | Carpet | steady-state conditions | 3600 | 1 |  | 7.33 | LR | 0.84 | 1.96 x SE |  |  |  | 5 | No damage | [9 empty] | carpet |  | /cm^2 |  | 300
EPA 2014 Methyl Bromide Decontamition of Indoor and Outdoor Materials Contamited with Bacillus anthracis Spores |  | Fumigation | CFU | 4600000 |  |  | 14.25 | cm^2 | 0.001425 | m^2 |  |  | SD < 5 | 300 | mg/L |  |  | SD < 0.58 | 27 | SD < 2.99 | 45 | Bare Pine Wood | steady-state conditions | 3600 | 1 |  | 3.67 | LR | 1.04 | 1.96 x SE |  |  |  | 5 | No damage | [9 empty] | bare wood |  | /cm^2 |  | 300
EPA 2014 Methyl Bromide Decontamition of Indoor and Outdoor Materials Contamited with Bacillus anthracis Spores |  | Fumigation | CFU | 4600000 |  |  | 14.25 | cm^2 | 0.001425 | m^2 |  |  | SD < 5 | 212 | mg/L |  |  | SD < 0.58 | 32 | SD < 2.99 | 45 | Glass | steady-state conditions | 4320 | 1 |  | 6.1 | LR | 1.1399999999999999 | 1.96 x SE |  |  |  | 5 | No damage | [9 empty] | glass |  | /cm^2 |  | 212
EPA 2014 Methyl Bromide Decontamition of Indoor and Outdoor Materials Contamited with Bacillus anthracis Spores |  | Fumigation | CFU | 10000000 |  |  | 14.25 | cm^2 | 0.001425 | m^2 |  |  | SD < 5 | 212 | mg/L |  |  | SD < 0.58 | 32 | SD < 2.99 | 45 | Ceiling Tile | steady-state conditions | 4320 | 1 |  | 5.27 | LR | 1.45 | 1.96 x SE |  |  |  | 5 | No damage | [9 empty] | ceiling tile |  | /cm^2 |  | 212
EPA 2014 Methyl Bromide Decontamition of Indoor and Outdoor Materials Contamited with Bacillus anthracis Spores |  | Fumigation | CFU | 10000000 |  |  | 14.25 | cm^2 | 0.001425 | m^2 |  |  | SD < 5 | 212 | mg/L |  |  | SD < 0.58 | 32 | SD < 2.99 | 45 | Carpet | steady-state conditions | 4320 | 1 | ≥ | 7.88 | LR | 0.05 | 1.96 x SE |  |  |  | 5 | No damage | [9 empty] | carpet |  | /cm^2 |  | 212 |  | 0 | 7.88
EPA 2014 Methyl Bromide Decontamition of Indoor and Outdoor Materials Contamited with Bacillus anthracis Spores |  | Fumigation | CFU | 10000000 |  |  | 14.25 | cm^2 | 0.001425 | m^2 |  |  | SD < 5 | 212 | mg/L |  |  | SD < 0.58 | 32 | SD < 2.99 | 45 | Bare Pine Wood | steady-state conditions | 4320 | 1 |  | 3.41 | LR | 0.64 | 1.96 x SE |  |  |  | 5 | No damage | [9 empty] | bare wood |  | /cm^2 |  | 212
EPA 2014 Methyl Bromide Decontamition of Indoor and Outdoor Materials Contamited with Bacillus anthracis Spores |  | Fumigation | CFU | 10000000 |  |  | 14.25 | cm^2 | 0.001425 | m^2 |  |  | SD < 5 | 300 | mg/L |  |  | SD < 0.58 | 32 | SD < 2.99 | 45 | Glass | steady-state conditions | 3600 | 1 |  | 3.95 | LR | 0.57999999999999996 | 1.96 x SE |  |  |  | 5 | No damage | [9 empty] | glass |  | /cm^2 |  | 300
EPA 2014 Methyl Bromide Decontamition of Indoor and Outdoor Materials Contamited with Bacillus anthracis Spores |  | Fumigation | CFU | 10000000 |  |  | 14.25 | cm^2 | 0.001425 | m^2 |  |  | SD < 5 | 300 | mg/L |  |  | SD < 0.58 | 32 | SD < 2.99 | 45 | Ceiling Tile | steady-state conditions | 3600 |  |  | 4.02 | LR | 0.47 | 1.96 x SE |  |  |  | 5 | No damage | [9 empty] | ceiling tile |  | /cm^2 |  | 300
EPA 2014 Methyl Bromide Decontamition of Indoor and Outdoor Materials Contamited with Bacillus anthracis Spores |  | Fumigation | CFU | 10000000 |  |  | 14.25 | cm^2 | 0.001425 | m^2 |  |  | SD < 5 | 300 | mg/L |  |  | SD < 0.58 | 32 | SD < 2.99 | 45 | Carpet | steady-state conditions | 3600 |  |  | 7.45 | LR | 0.6 | 1.96 x SE |  |  |  | 5 | No damage | [9 empty] | carpet |  | /cm^2 |  | 300
EPA 2014 Methyl Bromide Decontamition of Indoor and Outdoor Materials Contamited with Bacillus anthracis Spores |  | Fumigation | CFU | 10000000 |  |  | 14.25 | cm^2 | 0.001425 | m^2 |  |  | SD < 5 | 300 | mg/L |  |  | SD < 0.58 | 32 | SD < 2.99 | 45 | Bare Pine Wood | steady-state conditions | 3600 |  |  | 3.01 | LR | 0.31 | 1.96 x SE |  |  |  | 5 | No damage | [9 empty] | bare wood |  | /cm^2 |  | 300
EPA 2015 Decontamition of Outdoor Materials Contamited with Anthrax Using Sodium Persulfate or Chloropicrin |  | Fumigation | CFU | 10000000 |  |  | 11.4 | cm^3 | 1.14e-05 | m^3 | combined |  |  | 99.4 | wt% |  |  | 0.22 | 19.81 | 10.24 | 32.01 | Earthgro Topsoil | time until aeration | 20160 |  |  | 1.06 | LR | 0.35 | 1.96 x SE |  |  |  | 5 |  | 10.24 | uL | 0.01024 | mL | [5 empty] | soil | 0 | uL/cm^3
EPA 2015 Decontamition of Outdoor Materials Contamited with Anthrax Using Sodium Persulfate or Chloropicrin |  | Fumigation | CFU | 10000000 |  |  | 11.4 | cm^3 | 1.14e-05 | m^3 | combined |  |  | 99.4 | wt% |  |  | 0.38 | 21.55 | 4.17 | 45.9 | Earthgro Topsoil | time until aeration | 20160 |  |  | 0.63 | LR | 0.31 | 1.96 x SE |  |  |  | 5 |  | 4.17 | uL | 0.00417 | mL | [5 empty] | soil | 0 | uL/cm^3
EPA 2015 Decontamition of Outdoor Materials Contamited with Anthrax Using Sodium Persulfate or Chloropicrin |  | Fumigation | CFU | 10000000 |  |  | 11.4 | cm^3 | 1.14e-05 | m^3 | combined |  |  | 99.4 | wt% |  |  | 0.68 | 21.78 | 6.38 | 49.85 | Earthgro Topsoil | time until aeration | 20160 |  |  | 1.27 | LR | 0.34 | 1.96 x SE |  |  |  | 5 |  | 6.38 | uL | 0.00638 | mL | [5 empty] | soil | 0 | uL/cm^3
EPA 2015 Decontamition of Outdoor Materials Contamited with Anthrax Using Sodium Persulfate or Chloropicrin |  | Fumigation | CFU | 10000000 |  |  | 11.4 | cm^3 | 1.14e-05 | m^3 | combined |  |  | 99.4 | wt% |  |  | 0.22 | 19.81 | 10.24 | 32.01 | Earthgro Topsoil | time until aeration | 20160 |  |  | 0.49 | LR | 0.12 | 1.96 x SE |  |  |  | 5 |  | 10.24 | uL | 0.01024 | mL | [5 empty] | soil | 0 | uL/cm^3
EPA 2015 Decontamition of Outdoor Materials Contamited with Anthrax Using Sodium Persulfate or Chloropicrin |  | Fumigation | CFU | 10000000 |  |  | 11.4 | cm^3 | 1.14e-05 | m^3 | combined |  |  | 99.4 | wt% |  |  | 0.38 | 21.55 | 4.17 | 45.9 | Earthgro Topsoil | time until aeration | 20160 |  |  | 0.26 | LR | 0.05 | 1.96 x SE |  |  |  | 5 |  | 4.17 | uL | 0.00417 | mL | [5 empty] | soil | 0 | uL/cm^3
EPA 2015 Decontamition of Outdoor Materials Contamited with Anthrax Using Sodium Persulfate or Chloropicrin |  | Fumigation | CFU | 10000000 |  |  | 11.4 | cm^3 | 1.14e-05 | m^3 | combined |  |  | 99.4 | wt% |  |  | 0.68 | 21.78 | 6.38 | 49.85 | Earthgro Topsoil | time until aeration | 20160 |  |  | 0.09 | LR | 0.05 | 1.96 x SE |  |  |  | 5 |  | 6.38 | uL | 0.00638 | mL | [5 empty] | soil | 0 | uL/cm^3
EPA 2015 Decontamition of Outdoor Materials Contamited with Anthrax Using Sodium Persulfate or Chloropicrin |  | Fumigation | CFU | 10000000 |  |  | 11.4 | cm^3 | 1.14e-05 | m^3 | combined |  |  | 99.4 | wt% |  |  | 0.22 | 19.81 | 10.24 | 32.01 | Agvise Topsoil | time until aeration | 20160 |  |  | 0.38 | LR | 0.15 | 1.96 x SE |  |  |  | 5 |  | 10.24 | uL | 0.01024 | mL | [5 empty] | soil | 0 | uL/cm^3
EPA 2015 Decontamition of Outdoor Materials Contamited with Anthrax Using Sodium Persulfate or Chloropicrin |  | Fumigation | CFU | 10000000 |  |  | 11.4 | cm^3 | 1.14e-05 | m^3 | combined |  |  | 99.4 | wt% |  |  | 0.38 | 21.55 | 4.17 | 45.9 | Agvise Topsoil | time until aeration | 20160 |  |  | 0.83 | LR | 0.56000000000000005 | 1.96 x SE |  |  |  | 5 |  | 4.17 | uL | 0.00417 | mL | [5 empty] | soil | 0 | uL/cm^3
EPA 2015 Decontamition of Outdoor Materials Contamited with Anthrax Using Sodium Persulfate or Chloropicrin |  | Fumigation | CFU | 10000000 |  |  | 11.4 | cm^3 | 1.14e-05 | m^3 | combined |  |  | 99.4 | wt% |  |  | 0.68 | 21.78 | 6.38 | 49.85 | Agvise Topsoil | time until aeration | 20160 |  |  | 0.89 | LR | 0.43 | 1.96 x SE |  |  |  | 5 |  | 6.38 | uL | 0.00638 | mL | [5 empty] | soil | 0 | uL/cm^3
EPA 2015 Decontamition of Outdoor Materials Contamited with Anthrax Using Sodium Persulfate or Chloropicrin |  | Fumigation | CFU | 10000000 |  |  | 11.4 | cm^3 | 1.14e-05 | m^3 | combined |  |  | 99.4 | wt% |  |  | 0.22 | 19.81 | 10.24 | 32.01 | Agvise topsoil | time until aeration | 20160 |  |  | 0.3 | LR | 0.19 | 1.96 x SE |  |  |  | 5 |  | 10.24 | uL | 0.01024 | mL | [5 empty] | soil | 0 | uL/cm^3
EPA 2015 Decontamition of Outdoor Materials Contamited with Anthrax Using Sodium Persulfate or Chloropicrin |  | Fumigation | CFU | 10000000 |  |  | 11.4 | cm^3 | 1.14e-05 | m^3 | combined |  |  | 99.4 | wt% |  |  | 0.38 | 21.55 | 4.17 | 45.9 | Agvise topsoil | time until aeration | 20160 |  |  | 0.91 | LR | 7.0000000000000007E-2 | 1.96 x SE |  |  |  | 5 |  | 4.17 | uL | 0.00417 | mL | [5 empty] | soil | 0 | uL/cm^3
EPA 2015 Decontamition of Outdoor Materials Contamited with Anthrax Using Sodium Persulfate or Chloropicrin |  | Fumigation | CFU | 10000000 |  |  | 11.4 | cm^3 | 1.14e-05 | m^3 | combined |  |  | 99.4 | wt% |  |  | 0.68 | 21.78 | 6.38 | 49.85 | Agvise topsoil | time until aeration | 20160 |  |  | 1.1 | LR | 0.26 | 1.96 x SE |  |  |  | 5 |  | 6.38 | uL | 0.00638 | mL | [5 empty] | soil | 0 | uL/cm^3
EPA 2011 Systematic Investigation of Liquid and Fumigant Decontamition Efficacy against Biological Agents Deposited on Test Coupons of Common Indoor Materials |  | Fumigation | CFU | 10000000 |  |  | 14.25 | cm^2 | 0.001425 | m^2 | no rinsate |  |  | 3000 | ppmv |  |  | 2 | 24.5 |  | 90 | painted concrete | steady-state conditions | 45 |  | > | 7.77 | LR | 0.0135 | nonparametric p-value |  |  |  | 5 | [10 empty] | painted concrete |  | /cm^2 | 3000 |  |  | 0 | 7.77
EPA 2011 Systematic Investigation of Liquid and Fumigant Decontamition Efficacy against Biological Agents Deposited on Test Coupons of Common Indoor Materials |  | Fumigation | CFU | 10000000 |  |  | 14.25 | cm^2 | 0.001425 | m^2 | no rinsate |  |  | 3000 | ppmv |  |  | 2 | 24.5 |  | 90 | painted concrete | steady-state conditions | 90 |  | > | 7.75 | LR | 0.0135 | nonparametric p-value |  |  |  | 5 | [10 empty] | painted concrete |  | /cm^2 | 3000 |  |  | 0 | 7.75
EPA 2011 Systematic Investigation of Liquid and Fumigant Decontamition Efficacy against Biological Agents Deposited on Test Coupons of Common Indoor Materials |  | Fumigation | CFU | 10000000 |  |  | 14.25 | cm^2 | 0.001425 | m^2 | no rinsate |  |  | 3000 | ppmv |  |  | 2 | 24.5 |  | 90 | painted concrete | steady-state conditions | 180 |  | > | 7.85 | LR | 0.0135 | nonparametric p-value |  |  |  | 5 | [10 empty] | painted concrete |  | /cm^2 | 3000 |  |  | 0 | 7.85
EPA 2011 Systematic Investigation of Liquid and Fumigant Decontamition Efficacy against Biological Agents Deposited on Test Coupons of Common Indoor Materials |  | Fumigation | CFU | 10000000 |  |  | 14.25 | cm^2 | 0.001425 | m^2 | no rinsate |  |  | 1500 | ppmv |  |  | 2 | 24.5 |  | 84 | painted concrete | steady-state conditions | 90 |  | > | 7.89 | LR | 0.0135 | nonparametric p-value |  |  |  | 5 | [10 empty] | painted concrete |  | /cm^2 | 1500 |  |  | 0 | 7.89
EPA 2011 Systematic Investigation of Liquid and Fumigant Decontamition Efficacy against Biological Agents Deposited on Test Coupons of Common Indoor Materials |  | Fumigation | CFU | 10000000 |  |  | 14.25 | cm^2 | 0.001425 | m^2 | no rinsate |  |  | 1500 | ppmv |  |  | 2 | 24.5 |  | 84 | painted concrete | steady-state conditions | 180 |  | > | 7.84 | LR | 0.0135 | nonparametric p-value |  |  |  | 5 | [10 empty] | painted concrete |  | /cm^2 | 1500 |  |  | 0 | 7.84
EPA 2011 Systematic Investigation of Liquid and Fumigant Decontamition Efficacy against Biological Agents Deposited on Test Coupons of Common Indoor Materials |  | Fumigation | CFU | 10000000 |  |  | 14.25 | cm^2 | 0.001425 | m^2 | no rinsate |  |  | 1500 | ppmv |  |  | 2 | 24.5 |  | 84 | painted concrete | steady-state conditions | 360 |  | > | 7.74 | LR | 0.0135 | nonparametric p-value |  |  |  | 5 | [10 empty] | painted concrete |  | /cm^2 | 1500 |  |  | 0 | 7.74
EPA 2011 Systematic Investigation of Liquid and Fumigant Decontamition Efficacy against Biological Agents Deposited on Test Coupons of Common Indoor Materials |  | Fumigation | CFU | 10000000 |  |  | 14.25 | cm^2 | 0.001425 | m^2 | no rinsate |  |  | 750 | ppmv |  |  | 2 | 24.5 |  | 77 | painted concrete | steady-state conditions | 180 |  | > | 7.84 | LR | 0.0135 | nonparametric p-value |  |  |  | 5 | [10 empty] | painted concrete |  | /cm^2 | 750 |  |  | 0 | 7.84
EPA 2011 Systematic Investigation of Liquid and Fumigant Decontamition Efficacy against Biological Agents Deposited on Test Coupons of Common Indoor Materials |  | Fumigation | CFU | 10000000 |  |  | 14.25 | cm^2 | 0.001425 | m^2 | no rinsate |  |  | 750 | ppmv |  |  | 2 | 24.5 |  | 77 | painted concrete | steady-state conditions | 360 |  | > | 7.85 | LR | 0.0135 | nonparametric p-value |  |  |  | 5 | [10 empty] | painted concrete |  | /cm^2 | 750 |  |  | 0 | 7.85
EPA 2011 Systematic Investigation of Liquid and Fumigant Decontamition Efficacy against Biological Agents Deposited on Test Coupons of Common Indoor Materials |  | Fumigation | CFU | 10000000 |  |  | 14.25 | cm^2 | 0.001425 | m^2 | no rinsate |  |  | 750 | ppmv |  |  | 2 | 24.5 |  | 77 | painted concrete | steady-state conditions | 720 |  | > | 7.8 | LR | 0.0135 | nonparametric p-value |  |  |  | 5 | [10 empty] | painted concrete |  | /cm^2 | 750 |  |  | 0 | 7.8
EPA 2011 Systematic Investigation of Liquid and Fumigant Decontamition Efficacy against Biological Agents Deposited on Test Coupons of Common Indoor Materials |  | Fumigation | CFU | 10000000 |  |  | 25 | mm^2 | 2.5e-05 | m^2 | no rinsate |  |  | 3000 | ppmv |  |  | 2 | 24.5 |  | 90 | Glass (small) | steady-state conditions | 180 |  | > | 6.66 | LR | 0.0135 | nonparametric p-value |  |  |  | 5 | [10 empty] | glass |  | /mm^2 | 3000 |  |  | 0 | 6.66
EPA 2011 Systematic Investigation of Liquid and Fumigant Decontamition Efficacy against Biological Agents Deposited on Test Coupons of Common Indoor Materials |  | Fumigation | CFU | 10000000 |  |  | 14.25 | cm^2 | 0.001425 | m^2 | no rinsate |  |  | 3000 | ppmv |  |  | 2 | 24.5 |  | 90 | Painted Concrete | steady-state conditions | 180 |  | > | 6.87 | LR | 0.0135 | nonparametric p-value |  |  |  | 5 | [8 empty] | 1 |  | painted concrete |  | /cm^2 | 3000 |  |  | 1 | 6.87
EPA 2011 Systematic Investigation of Liquid and Fumigant Decontamition Efficacy against Biological Agents Deposited on Test Coupons of Common Indoor Materials |  | Fumigation | CFU | 10000000 |  |  | 14.25 | cm^2 | 0.001425 | m^2 | no rinsate |  |  | 3000 | ppmv |  |  | 2 | 24.5 |  | 90 | Galvanized Metal | steady-state conditions | 180 |  | > | 6.64 | LR | 0.0135 | nonparametric p-value |  |  |  | 5 | [10 empty] | steel |  | /cm^2 | 3000 |  |  | 0 | 6.64
EPA 2011 Systematic Investigation of Liquid and Fumigant Decontamition Efficacy against Biological Agents Deposited on Test Coupons of Common Indoor Materials |  | Fumigation | CFU | 10000000 |  |  | 14.25 | cm^2 | 0.001425 | m^2 | no rinsate |  |  | 3000 | ppmv |  |  | 2 | 24.5 |  | 90 | Decorative Lamite | steady-state conditions | 180 |  | > | 7.53 | LR | 0.0135 | nonparametric p-value |  |  |  | 5 | [10 empty] | lamite |  | /cm^2 | 3000 |  |  | 0 | 7.53
EPA 2011 Systematic Investigation of Liquid and Fumigant Decontamition Efficacy against Biological Agents Deposited on Test Coupons of Common Indoor Materials |  | Fumigation | CFU | 10000000 |  |  | 1.33 | cm^2 | 0.000133 | m^2 | no rinsate |  |  | 3000 | ppmv |  |  | 2 | 24.5 |  | 90 | Cellulose Insulation | steady-state conditions | 180 |  |  | 5.03 | LR | (4.67,5.39) | CI (a,b) |  |  |  | 5 | [8 empty] | 5 |  | other porous |  | /cm^2 | 3000 |  |  | 5
EPA 2011 Systematic Investigation of Liquid and Fumigant Decontamition Efficacy against Biological Agents Deposited on Test Coupons of Common Indoor Materials |  | Fumigation | CFU | 10000000 |  |  | 14.25 | cm^2 | 0.001425 | m^2 | no rinsate |  |  | 3000 | ppmv |  |  | 2 | 24.5 |  | 90 | Particle Board | steady-state conditions | 180 | [5 empty] | CI (a,b) |  |  |  | 5 | [10 empty] | treated wood |  | /cm^2 | 3000
EPA 2011 Systematic Investigation of Liquid and Fumigant Decontamition Efficacy against Biological Agents Deposited on Test Coupons of Common Indoor Materials |  | Fumigation | CFU | 10000000 |  |  | 14.25 | cm^2 | 0.001425 | m^2 | no rinsate |  |  | 3000 | ppmv |  |  | 2 | 24.5 |  | 90 | Industrial Carpet | steady-state conditions | 180 |  | > | 7.63 | LR | 0.0135 | nonparametric p-value |  |  |  | 5 | [10 empty] | carpet |  | /cm^2 | 3000 |  |  | 0 | 7.63
EPA 2011 Systematic Investigation of Liquid and Fumigant Decontamition Efficacy against Biological Agents Deposited on Test Coupons of Common Indoor Materials |  | Fumigation | CFU | 10000000 |  |  | 14.25 | cm^2 | 0.001425 | m^2 | no rinsate |  |  | 3000 | ppmv |  |  | 2 | 24.5 |  | 90 | Plate Glass | steady-state conditions | 180 |  | > | 7.58 | LR | 0.0135 | nonparametric p-value |  |  |  | 5 | [10 empty] | glass |  | /cm^2 | 3000 |  |  | 0 | 7.58
EPA 2011 Systematic Investigation of Liquid and Fumigant Decontamition Efficacy against Biological Agents Deposited on Test Coupons of Common Indoor Materials |  | Fumigation | CFU | 10000000 |  |  | 25 | mm^2 | 2.5e-05 | m^2 | no rinsate |  |  | 3000 | ppmv |  |  | 2 | 31 |  | 81.5 | Glass (small) | steady-state conditions | 180 |  | > | 6.53 | LR | 0.0135 | nonparametric p-value |  |  |  | 5 | [10 empty] | glass |  | /mm^2 | 3000 |  |  | 0 | 6.53
EPA 2011 Systematic Investigation of Liquid and Fumigant Decontamition Efficacy against Biological Agents Deposited on Test Coupons of Common Indoor Materials |  | Fumigation | CFU | 10000000 |  |  | 14.25 | cm^2 | 0.001425 | m^2 | no rinsate |  |  | 3000 | ppmv |  |  | 2 | 31 |  | 81.5 | Painted Concrete | steady-state conditions | 180 |  | > | 7.69 | LR | 0.0135 | nonparametric p-value |  |  |  | 5 | [10 empty] | painted concrete |  | /cm^2 | 3000 |  |  | 0 | 7.69
EPA 2011 Systematic Investigation of Liquid and Fumigant Decontamition Efficacy against Biological Agents Deposited on Test Coupons of Common Indoor Materials |  | Fumigation | CFU | 10000000 |  |  | 14.25 | cm^2 | 0.001425 | m^2 | no rinsate |  |  | 3000 | ppmv |  |  | 2 | 31 |  | 81.5 | Galvanized Metal | steady-state conditions | 180 |  | > | 6.54 | LR | 0.0135 | nonparametric p-value |  |  |  | 5 | [10 empty] | steel |  | /cm^2 | 3000 |  |  | 0 | 6.54
EPA 2011 Systematic Investigation of Liquid and Fumigant Decontamition Efficacy against Biological Agents Deposited on Test Coupons of Common Indoor Materials |  | Fumigation | CFU | 10000000 |  |  | 14.25 | cm^2 | 0.001425 | m^2 | no rinsate |  |  | 3000 | ppmv |  |  | 2 | 31 |  | 81.5 | Decorative Lamite | steady-state conditions | 180 |  | > | 7.92 | LR | 0.0135 | nonparametric p-value |  |  |  | 5 | [10 empty] | lamite |  | /cm^2 | 3000 |  |  | 0 | 7.92
EPA 2011 Systematic Investigation of Liquid and Fumigant Decontamition Efficacy against Biological Agents Deposited on Test Coupons of Common Indoor Materials |  | Fumigation | CFU | 10000000 |  |  | 1.33 | cm^2 | 0.000133 | m^2 | no rinsate |  |  | 3000 | ppmv |  |  | 2 | 31 |  | 81.5 | Cellulose Insulation | steady-state conditions | 180 |  | > | 7.73 | LR | 0.0135 | nonparametric p-value |  |  |  | 5 | [10 empty] | other porous |  | /cm^2 | 3000 |  |  | 0 | 7.73
EPA 2011 Systematic Investigation of Liquid and Fumigant Decontamition Efficacy against Biological Agents Deposited on Test Coupons of Common Indoor Materials |  | Fumigation | CFU | 10000000 |  |  | 14.25 | cm^2 | 0.001425 | m^2 | no rinsate |  |  | 3000 | ppmv |  |  | 2 | 31 |  | 81.5 | Particle Board | steady-state conditions | 180 |  | > | 7.58 | LR | 0.0135 | nonparametric p-value |  |  |  | 5 | [10 empty] | treated wood |  | /cm^2 | 3000 |  |  | 0 | 7.58
EPA 2011 Systematic Investigation of Liquid and Fumigant Decontamition Efficacy against Biological Agents Deposited on Test Coupons of Common Indoor Materials |  | Fumigation | CFU | 10000000 |  |  | 14.25 | cm^2 | 0.001425 | m^2 | no rinsate |  |  | 3000 | ppmv |  |  | 2 | 31 |  | 81.5 | Industrial Carpet | steady-state conditions | 180 |  | > | 7.69 | LR | 0.0135 | nonparametric p-value |  |  |  | 5 | [10 empty] | carpet |  | /cm^2 | 3000 |  |  | 0 | 7.69
EPA 2011 Systematic Investigation of Liquid and Fumigant Decontamition Efficacy against Biological Agents Deposited on Test Coupons of Common Indoor Materials |  | Fumigation | CFU | 10000000 |  |  | 14.25 | cm^2 | 0.001425 | m^2 | no rinsate |  |  | 3000 | ppmv |  |  | 2 | 31 |  | 81.5 | Plate Glass | steady-state conditions | 180 |  | > | 7.75 | LR | 0.0135 | nonparametric p-value |  |  |  | 5 | [10 empty] | glass |  | /cm^2 | 3000 |  |  | 0 | 7.75
EPA 2011 Systematic Investigation of Liquid and Fumigant Decontamition Efficacy against Biological Agents Deposited on Test Coupons of Common Indoor Materials |  | Fumigation | CFU | 10000000 |  |  | 25 | mm^2 | 2.5e-05 | m^2 | no rinsate |  |  | 3000 | ppmv |  |  | 2 | 26 |  | 90 | Glass (small) | steady-state conditions | 19.8 |  | > | 6.58 | LR | 0.0135 | nonparametric p-value |  |  |  | 5 | [10 empty] | glass |  | /mm^2 | 3000 |  |  | 0 | 6.58
EPA 2011 Systematic Investigation of Liquid and Fumigant Decontamition Efficacy against Biological Agents Deposited on Test Coupons of Common Indoor Materials |  | Fumigation | CFU | 10000000 |  |  | 14.25 | cm^2 | 0.001425 | m^2 | no rinsate |  |  | 3000 | ppmv |  |  | 2 | 26 |  | 90 | Painted Concrete | steady-state conditions | 19.8 |  | > | 7.89 | LR | 0.0135 | nonparametric p-value |  |  |  | 5 | [10 empty] | painted concrete |  | /cm^2 | 3000 |  |  | 0 | 7.89
EPA 2011 Systematic Investigation of Liquid and Fumigant Decontamition Efficacy against Biological Agents Deposited on Test Coupons of Common Indoor Materials |  | Fumigation | CFU | 10000000 |  |  | 14.25 | cm^2 | 0.001425 | m^2 | no rinsate |  |  | 3000 | ppmv |  |  | 2 | 26 |  | 90 | Galvanized Metal | steady-state conditions | 19.8 |  | > | 7.26 | LR | 0.0135 | nonparametric p-value |  |  |  | 5 | [10 empty] | steel |  | /cm^2 | 3000 |  |  | 0 | 7.26
EPA 2011 Systematic Investigation of Liquid and Fumigant Decontamition Efficacy against Biological Agents Deposited on Test Coupons of Common Indoor Materials |  | Fumigation | CFU | 10000000 |  |  | 14.25 | cm^2 | 0.001425 | m^2 | no rinsate |  |  | 3000 | ppmv |  |  | 2 | 26 |  | 90 | Decorative Lamite | steady-state conditions | 19.8 |  | > | 7.87 | LR | 0.0135 | nonparametric p-value |  |  |  | 5 | [10 empty] | lamite |  | /cm^2 | 3000 |  |  | 0 | 7.87
EPA 2011 Systematic Investigation of Liquid and Fumigant Decontamition Efficacy against Biological Agents Deposited on Test Coupons of Common Indoor Materials |  | Fumigation | CFU | 10000000 |  |  | 1.33 | cm^2 | 0.000133 | m^2 | no rinsate |  |  | 3000 | ppmv |  |  | 2 | 26 |  | 90 | Cellulose Insulation | steady-state conditions | 19.8 |  | > | 7.62 | LR | 0.0135 | nonparametric p-value |  |  |  | 5 | [10 empty] | other porous |  | /cm^2 | 3000 |  |  | 0 | 7.62
EPA 2011 Systematic Investigation of Liquid and Fumigant Decontamition Efficacy against Biological Agents Deposited on Test Coupons of Common Indoor Materials |  | Fumigation | CFU | 10000000 |  |  | 14.25 | cm^2 | 0.001425 | m^2 | no rinsate |  |  | 3000 | ppmv |  |  | 2 | 26 |  | 90 | Particle Board | steady-state conditions | 19.8 |  | > | 7.8 | LR | 0.0135 | nonparametric p-value |  |  |  | 5 | [10 empty] | treated wood |  | /cm^2 | 3000 |  |  | 0 | 7.8
EPA 2011 Systematic Investigation of Liquid and Fumigant Decontamition Efficacy against Biological Agents Deposited on Test Coupons of Common Indoor Materials |  | Fumigation | CFU | 10000000 |  |  | 14.25 | cm^2 | 0.001425 | m^2 | no rinsate |  |  | 3000 | ppmv |  |  | 2 | 26 |  | 90 | Industrial Carpet | steady-state conditions | 19.8 |  | > | 7.86 | LR | 0.0135 | nonparametric p-value |  |  |  | 5 | [10 empty] | carpet |  | /cm^2 | 3000 |  |  | 0 | 7.86
EPA 2011 Systematic Investigation of Liquid and Fumigant Decontamition Efficacy against Biological Agents Deposited on Test Coupons of Common Indoor Materials |  | Fumigation | CFU | 10000000 |  |  | 14.25 | cm^2 | 0.001425 | m^2 | no rinsate |  |  | 3000 | ppmv |  |  | 2 | 26 |  | 90 | Plate Glass | steady-state conditions | 240 |  | > | 7.95 | LR | 0.0135 | nonparametric p-value |  |  |  | 5 | [10 empty] | glass |  | /cm^2 | 3000 |  |  | 0 | 7.95
EPA 2011 Systematic Investigation of Liquid and Fumigant Decontamition Efficacy against Biological Agents Deposited on Test Coupons of Common Indoor Materials |  | Fumigation | CFU | 10000000 |  |  | 1.69 | cm^2 | 0.000169 | m^2 | no rinsate |  |  | 3000 | ppmv |  |  | 2 | 25 |  | 80 | painted I-beam steel | steady-state conditions | 60 |  | > | 7.57 | LR | 0.0135 | nonparametric p-value |  |  |  | 5 | [12 empty] | /cm^2 | 3000 |  |  | 0 | 7.57
EPA 2011 Systematic Investigation of Liquid and Fumigant Decontamition Efficacy against Biological Agents Deposited on Test Coupons of Common Indoor Materials |  | Fumigation | CFU | 10000000 |  |  | 1.69 | cm^2 | 0.000169 | m^2 | no rinsate |  |  | 3000 | ppmv |  |  | 2 | 25 |  | 80 | Bare Pine Wood | steady-state conditions | 60 |  | > | 6.38 | LR | 0.0135 | nonparametric p-value |  |  |  | 5 | [8 empty] | 1 |  | bare wood |  | /cm^2 | 3000 |  |  | 1 | 6.38
EPA 2011 Systematic Investigation of Liquid and Fumigant Decontamition Efficacy against Biological Agents Deposited on Test Coupons of Common Indoor Materials |  | Fumigation | CFU | 10000000 |  |  | 5.25 | cm^2 | 0.000525 | m^2 | no rinsate |  |  | 3000 | ppmv |  |  | 2 | 25 |  | 80 | Ceiling Tile | steady-state conditions | 60 |  | > | 7.27 | LR | 0.0135 | nonparametric p-value |  |  |  | 5 | [10 empty] | ceiling tile |  | /cm^2 | 3000 |  |  | 0 | 7.27
EPA 2011 Systematic Investigation of Liquid and Fumigant Decontamition Efficacy against Biological Agents Deposited on Test Coupons of Common Indoor Materials |  | Fumigation | CFU | 10000000 |  |  | 1.69 | cm^2 | 0.000169 | m^2 | no rinsate |  |  | 3000 | ppmv |  |  | 2 | 27 |  | 83 | painted I-beam steel | steady-state conditions | 60 | [5 empty] | CI (a,b) |  |  |  | 5 | [12 empty] | /cm^2 | 3000
EPA 2011 Systematic Investigation of Liquid and Fumigant Decontamition Efficacy against Biological Agents Deposited on Test Coupons of Common Indoor Materials |  | Fumigation | CFU | 10000000 |  |  | 1.69 | cm^2 | 0.000169 | m^2 | no rinsate |  |  | 3000 | ppmv |  |  | 2 | 27 |  | 83 | Bare Pine Wood | steady-state conditions | 60 |  | > | 6.44 | LR | 0.0135 | nonparametric p-value |  |  |  | 5 | [10 empty] | bare wood |  | /cm^2 | 3000 |  |  | 0 | 6.44
EPA 2011 Systematic Investigation of Liquid and Fumigant Decontamition Efficacy against Biological Agents Deposited on Test Coupons of Common Indoor Materials |  | Fumigation | CFU | 10000000 |  |  | 5.25 | cm^2 | 0.000525 | m^2 | no rinsate |  |  | 3000 | ppmv |  |  | 2 | 27 |  | 83 | Ceiling Tile | steady-state conditions | 60 |  | > | 7.17 | LR | 0.0135 | nonparametric p-value |  |  |  | 5 | [8 empty] | 1 |  | ceiling tile |  | /cm^2 | 3000 |  |  | 1 | 7.17
EPA 2011 Systematic Investigation of Liquid and Fumigant Decontamition Efficacy against Biological Agents Deposited on Test Coupons of Common Indoor Materials |  | Fumigation | CFU | 10000000 |  |  | 5.25 | cm^2 | 0.000525 | m^2 | no rinsate |  |  | 3000 | ppmv |  |  | 2 | 25 |  | 74 | Ceiling Tile | steady-state conditions | 60 |  | > | 4.02 | LR | 0.0135 | nonparametric p-value |  |  |  | 5 | [8 empty] | 3 |  | ceiling tile |  | /cm^2 | 3000 |  |  | 3 | 4.02
EPA 2011 Systematic Investigation of Liquid and Fumigant Decontamition Efficacy against Biological Agents Deposited on Test Coupons of Common Indoor Materials |  | Fumigation | CFU | 10000000 |  |  | 1.69 | cm^2 | 0.000169 | m^2 | no rinsate |  |  | 3000 | ppmv |  |  | 2 | 25 |  | 76 | painted I-beam steel | steady-state conditions | 60 |  | > | 5.41 | LR | 0.0135 | nonparametric p-value |  |  |  | 5 | [12 empty] | /cm^2 | 3000 |  |  | 0 | 5.41
EPA 2011 Systematic Investigation of Liquid and Fumigant Decontamition Efficacy against Biological Agents Deposited on Test Coupons of Common Indoor Materials |  | Fumigation | CFU | 10000000 |  |  | 1.69 | cm^2 | 0.000169 | m^2 | no rinsate |  |  | 3000 | ppmv |  |  | 2 | 25 |  | 76 | Bare Pine Wood | steady-state conditions | 60 |  |  | 2.38 | LR | (1.65,3.11) | CI (a,b) |  |  |  | 5 | [8 empty] | 5 |  | bare wood |  | /cm^2 | 3000 |  |  | 5
EPA 2011 Systematic Investigation of Liquid and Fumigant Decontamition Efficacy against Biological Agents Deposited on Test Coupons of Common Indoor Materials |  | Fumigation | CFU | 10000000 |  |  | 5.25 | cm^2 | 0.000525 | m^2 | no rinsate |  |  | 3000 | ppmv |  |  | 2 | 25 |  | 76 | Ceiling Tile | steady-state conditions | 60 |  |  | 2.82 | LR | (2.44,3.21) | CI (a,b) |  |  |  | 5 | [8 empty] | 5 |  | ceiling tile |  | /cm^2 | 3000 |  |  | 5
EPA 2011 Systematic Investigation of Liquid and Fumigant Decontamition Efficacy against Biological Agents Deposited on Test Coupons of Common Indoor Materials |  | Fumigation | CFU | 10000000 |  |  | 25 | mm^2 | 2.5e-05 | m^2 | no rinsate |  |  | 100 | mg/L |  |  | 1 | 36 | 5 | 75 | glass (small) | steady-state conditions | 180 | [5 empty] | CI (a,b) |  |  |  | 5 | [10 empty] | glass |  | /mm^2 |  | 100
EPA 2011 Systematic Investigation of Liquid and Fumigant Decontamition Efficacy against Biological Agents Deposited on Test Coupons of Common Indoor Materials |  | Fumigation | CFU | 100000000 |  |  | 25 | mm^2 | 2.5e-05 | m^2 | no rinsate |  |  | 100 | mg/L |  |  | 1 | 36 | 5 | 75 | glass (small) | steady-state conditions | 360 |  |  | 0.4 | LR | (0.15,0.65) | CI (a,b) |  |  |  | 5 | [10 empty] | glass |  | /mm^2 |  | 100
EPA 2011 Systematic Investigation of Liquid and Fumigant Decontamition Efficacy against Biological Agents Deposited on Test Coupons of Common Indoor Materials |  | Fumigation | CFU | 100000000 |  |  | 25 | mm^2 | 2.5e-05 | m^2 | no rinsate |  |  | 50 | mg/L |  |  | 1 | 36 | 5 | 75 | glass (small) | steady-state conditions | 900 |  |  | 1.59 | LR | (1.32,1.86) | CI (a,b) |  |  |  | 5 | [10 empty] | glass |  | /mm^2 |  | 50
EPA 2011 Systematic Investigation of Liquid and Fumigant Decontamition Efficacy against Biological Agents Deposited on Test Coupons of Common Indoor Materials |  | Fumigation | CFU | 10000000 |  |  | 25 | mm^2 | 2.5e-05 | m^2 | no rinsate |  |  | 100 | mg/L |  |  | 1 | 36 | 5 | 75 | glass (small) | steady-state conditions | 540 |  |  | 1.07 | LR | (0.89,1.25) | CI (a,b) |  |  |  | 5 | [10 empty] | glass |  | /mm^2 |  | 100
EPA 2011 Systematic Investigation of Liquid and Fumigant Decontamition Efficacy against Biological Agents Deposited on Test Coupons of Common Indoor Materials |  | Fumigation | CFU | 10000000 |  |  | 25 | mm^2 | 2.5e-05 | m^2 | no rinsate |  |  | 50 | mg/L |  |  | 1 | 36 | 5 | 75 | glass (small) | steady-state conditions | 1080 |  |  | 3.67 | LR | (2.95,4.39) | CI (a,b) |  |  |  | 5 | [10 empty] | glass |  | /mm^2 |  | 50
EPA 2011 Systematic Investigation of Liquid and Fumigant Decontamition Efficacy against Biological Agents Deposited on Test Coupons of Common Indoor Materials |  | Fumigation | CFU | 10000000 |  |  | 25 | mm^2 | 2.5e-05 | m^2 | no rinsate |  |  | 100 | mg/L |  |  | 1 | 36 | 5 | 75 | glass (small) | steady-state conditions | 720 |  |  | 0.64 | LR | (0.53,0.75) | CI (a,b) |  |  |  | 5 | [10 empty] | glass |  | /mm^2 |  | 100
EPA 2011 Systematic Investigation of Liquid and Fumigant Decontamition Efficacy against Biological Agents Deposited on Test Coupons of Common Indoor Materials |  | Fumigation | CFU | 10000000 |  |  | 25 | mm^2 | 2.5e-05 | m^2 | no rinsate |  |  | 100 | mg/L |  |  | 1 | 36 | 5 | 75 | glass (small) | steady-state conditions | 720 |  |  | 1.98 | LR | (1.87,2.09) | CI (a,b) |  |  |  | 5 | [10 empty] | glass |  | /mm^2 |  | 100
EPA 2011 Systematic Investigation of Liquid and Fumigant Decontamition Efficacy against Biological Agents Deposited on Test Coupons of Common Indoor Materials |  | Fumigation | CFU | 10000000 |  |  | 25 | mm^2 | 2.5e-05 | m^2 | no rinsate |  |  | 100 | mg/L |  |  | 1 | 36 | 5 | 75 | glass (small) | steady-state conditions | 720 |  | > | 6.46 | LR | 0.0135 | nonparametric p-value |  |  |  | 5 | [10 empty] | glass |  | /mm^2 |  | 100 |  | 0 | 6.46
EPA 2011 Systematic Investigation of Liquid and Fumigant Decontamition Efficacy against Biological Agents Deposited on Test Coupons of Common Indoor Materials |  | Fumigation | CFU | 100000000 |  |  | 25 | mm^2 | 2.5e-05 | m^2 | no rinsate |  |  | 200 | mg/L |  |  | 1 | 36 | 5 | 75 | glass (small) | steady-state conditions | 360 |  |  | 2.49 | LR | (1.70,3.27) | CI (a,b) |  |  |  | 5 | [10 empty] | glass |  | /mm^2 |  | 200
EPA 2011 Systematic Investigation of Liquid and Fumigant Decontamition Efficacy against Biological Agents Deposited on Test Coupons of Common Indoor Materials |  | Fumigation | CFU | 100000000 |  |  | 25 | mm^2 | 2.5e-05 | m^2 | no rinsate |  |  | 50 | mg/L |  |  | 1 | 36 | 5 | 75 | glass (small) | steady-state conditions | 1440 |  | > | 6.92 | LR | 0.0135 | nonparametric p-value |  |  |  | 5 | [10 empty] | glass |  | /mm^2 |  | 50 |  | 0 | 6.92
EPA 2011 Systematic Investigation of Liquid and Fumigant Decontamition Efficacy against Biological Agents Deposited on Test Coupons of Common Indoor Materials |  | Fumigation | CFU | 100000000 |  |  | 25 | mm^2 | 2.5e-05 | m^2 | no rinsate |  |  | 200 | mg/L |  |  | 1 | 36 | 5 | 75 | glass (small) | steady-state conditions | 420 |  |  | 4.36 | LR | (4.16,4.56) | CI (a,b) |  |  |  | 5 | [10 empty] | glass |  | /mm^2 |  | 200
EPA 2011 Systematic Investigation of Liquid and Fumigant Decontamition Efficacy against Biological Agents Deposited on Test Coupons of Common Indoor Materials |  | Fumigation | CFU | 100000000 |  |  | 25 | mm^2 | 2.5e-05 | m^2 | no rinsate |  |  | 100 | mg/L |  |  | 1 | 36 | 5 | 75 | glass (small) | steady-state conditions | 900 |  | > | 6.5 | LR | 0.0135 | nonparametric p-value |  |  |  | 5 | [10 empty] | glass |  | /mm^2 |  | 100 |  | 0 | 6.5
EPA 2011 Systematic Investigation of Liquid and Fumigant Decontamition Efficacy against Biological Agents Deposited on Test Coupons of Common Indoor Materials |  | Fumigation | CFU | 100000000 |  |  | 25 | mm^2 | 2.5e-05 | m^2 | no rinsate |  |  | 100 | mg/L |  |  | 1 | 36 | 5 | 75 | glass (small) | steady-state conditions | 1080 |  | > | 6.67 | LR | 0.0135 | nonparametric p-value |  |  |  | 5 | [10 empty] | glass |  | /mm^2 |  | 100 |  | 0 | 6.67
EPA 2011 Systematic Investigation of Liquid and Fumigant Decontamition Efficacy against Biological Agents Deposited on Test Coupons of Common Indoor Materials |  | Fumigation | CFU | 100000000 |  |  | 25 | mm^2 | 2.5e-05 | m^2 | no rinsate |  |  | 200 | mg/L |  |  | 1 | 36 | 5 | 75 | glass (small) | steady-state conditions | 540 |  | > | 5.75 | LR | 0.0135 | nonparametric p-value |  |  |  | 5 | [10 empty] | glass |  | /mm^2 |  | 200 |  | 0 | 5.75
EPA 2011 Systematic Investigation of Liquid and Fumigant Decontamition Efficacy against Biological Agents Deposited on Test Coupons of Common Indoor Materials |  | Fumigation | CFU | 100000000 |  |  | 25 | mm^2 | 2.5e-05 | m^2 | no rinsate |  |  | 200 | mg/L |  |  | 1 | 36 | 5 | 75 | glass (small) | steady-state conditions | 540 |  | > | 6.6 | LR | 0.0135 | nonparametric p-value |  |  |  | 5 | [10 empty] | glass |  | /mm^2 |  | 200 |  | 0 | 6.6
EPA 2011 Systematic Investigation of Liquid and Fumigant Decontamition Efficacy against Biological Agents Deposited on Test Coupons of Common Indoor Materials |  | Fumigation | CFU | 100000000 |  |  | 25 | mm^2 | 2.5e-05 | m^2 | no rinsate |  |  | 100 | mg/L |  |  | 1 | 36 | 5 | 75 | glass (small) | steady-state conditions | 1440 |  | > | 6.48 | LR | 0.0135 | nonparametric p-value |  |  |  | 5 | [10 empty] | glass |  | /mm^2 |  | 100 |  | 0 | 6.48
EPA 2011 Systematic Investigation of Liquid and Fumigant Decontamition Efficacy against Biological Agents Deposited on Test Coupons of Common Indoor Materials |  | Fumigation | CFU | 100000000 |  |  | 5.25 | cm^2 | 0.000525 | m^2 | no rinsate |  |  | 100 | mg/L |  |  | 1 | 36 | 5 | 75 | ceiling tile | steady-state conditions | 180 |  |  | 0.54 | LR | (0.08,1.00) | CI (a,b) |  |  |  | 5 | [10 empty] | ceiling tile |  | /cm^2 |  | 100
EPA 2011 Systematic Investigation of Liquid and Fumigant Decontamition Efficacy against Biological Agents Deposited on Test Coupons of Common Indoor Materials |  | Fumigation | CFU | 100000000 |  |  | 5.25 | cm^2 | 0.000525 | m^2 | no rinsate |  |  | 100 | mg/L |  |  | 1 | 36 | 5 | 75 | ceiling tile | steady-state conditions | 360 | [5 empty] | CI (a,b) |  |  |  | 5 | [10 empty] | ceiling tile |  | /cm^2 |  | 100
EPA 2011 Systematic Investigation of Liquid and Fumigant Decontamition Efficacy against Biological Agents Deposited on Test Coupons of Common Indoor Materials |  | Fumigation | CFU | 100000000 |  |  | 5.25 | cm^2 | 0.000525 | m^2 | no rinsate |  |  | 50 | mg/L |  |  | 1 | 36 | 5 | 75 | ceiling tile | steady-state conditions | 900 |  |  | 1.4 | LR | (1.34,1.46) | CI (a,b) |  |  |  | 5 | [10 empty] | ceiling tile |  | /cm^2 |  | 50
EPA 2011 Systematic Investigation of Liquid and Fumigant Decontamition Efficacy against Biological Agents Deposited on Test Coupons of Common Indoor Materials |  | Fumigation | CFU | 100000000 |  |  | 5.25 | cm^2 | 0.000525 | m^2 | no rinsate |  |  | 100 | mg/L |  |  | 1 | 36 | 5 | 75 | ceiling tile | steady-state conditions | 540 |  |  | 1.09 | LR | (0.86,1.31) | CI (a,b) |  |  |  | 5 | [10 empty] | ceiling tile |  | /cm^2 |  | 100
EPA 2011 Systematic Investigation of Liquid and Fumigant Decontamition Efficacy against Biological Agents Deposited on Test Coupons of Common Indoor Materials |  | Fumigation | CFU | 100000000 |  |  | 5.25 | cm^2 | 0.000525 | m^2 | no rinsate |  |  | 50 | mg/L |  |  | 1 | 36 | 5 | 75 | ceiling tile | steady-state conditions | 1080 |  |  | 1.91 | LR | (1.75,2.06) | CI (a,b) |  |  |  | 5 | [10 empty] | ceiling tile |  | /cm^2 |  | 50
EPA 2011 Systematic Investigation of Liquid and Fumigant Decontamition Efficacy against Biological Agents Deposited on Test Coupons of Common Indoor Materials |  | Fumigation | CFU | 100000000 |  |  | 5.25 | cm^2 | 0.000525 | m^2 | no rinsate |  |  | 100 | mg/L |  |  | 1 | 36 | 5 | 75 | ceiling tile | steady-state conditions | 720 |  |  | 1.26 | LR | (1.04,1.4675) | CI (a,b) |  |  |  | 5 | [10 empty] | ceiling tile |  | /cm^2 |  | 100
EPA 2011 Systematic Investigation of Liquid and Fumigant Decontamition Efficacy against Biological Agents Deposited on Test Coupons of Common Indoor Materials |  | Fumigation | CFU | 100000000 |  |  | 5.25 | cm^2 | 0.000525 | m^2 | no rinsate |  |  | 100 | mg/L |  |  | 1 | 36 | 5 | 75 | ceiling tile | steady-state conditions | 720 |  |  | 1.45 | LR | (1.37,1.53) | CI (a,b) |  |  |  | 5 | [10 empty] | ceiling tile |  | /cm^2 |  | 100
EPA 2011 Systematic Investigation of Liquid and Fumigant Decontamition Efficacy against Biological Agents Deposited on Test Coupons of Common Indoor Materials |  | Fumigation | CFU | 100000000 |  |  | 5.25 | cm^2 | 0.000525 | m^2 | no rinsate |  |  | 100 | mg/L |  |  | 1 | 36 | 5 | 75 | ceiling tile | steady-state conditions | 720 |  | > | 6.42 | LR | 0.0135 | nonparametric p-value |  |  |  | 5 | [10 empty] | ceiling tile |  | /cm^2 |  | 100 |  | 0 | 6.42
EPA 2011 Systematic Investigation of Liquid and Fumigant Decontamition Efficacy against Biological Agents Deposited on Test Coupons of Common Indoor Materials |  | Fumigation | CFU | 1000000 |  |  | 5.25 | cm^2 | 0.000525 | m^2 | no rinsate |  |  | 200 | mg/L |  |  | 1 | 36 | 5 | 75 | ceiling tile | steady-state conditions | 360 |  |  | 1.41 | LR | (1.29,1.54) | CI (a,b) |  |  |  | 5 | [10 empty] | ceiling tile |  | /cm^2 |  | 200
EPA 2011 Systematic Investigation of Liquid and Fumigant Decontamition Efficacy against Biological Agents Deposited on Test Coupons of Common Indoor Materials |  | Fumigation | CFU | 1000000 |  |  | 5.25 | cm^2 | 0.000525 | m^2 | no rinsate |  |  | 50 | mg/L |  |  | 1 | 36 | 5 | 75 | ceiling tile | steady-state conditions | 1440 |  |  | 4.33 | LR | (3.93,4.74) | CI (a,b) |  |  |  | 5 | [10 empty] | ceiling tile |  | /cm^2 |  | 50
EPA 2011 Systematic Investigation of Liquid and Fumigant Decontamition Efficacy against Biological Agents Deposited on Test Coupons of Common Indoor Materials |  | Fumigation | CFU | 1000000 |  |  | 5.25 | cm^2 | 0.000525 | m^2 | no rinsate |  |  | 200 | mg/L |  |  | 1 | 36 | 5 | 75 | ceiling tile | steady-state conditions | 420 |  |  | 3.18 | LR | (3.07,3.29) | CI (a,b) |  |  |  | 5 | [10 empty] | ceiling tile |  | /cm^2 |  | 200
EPA 2011 Systematic Investigation of Liquid and Fumigant Decontamition Efficacy against Biological Agents Deposited on Test Coupons of Common Indoor Materials |  | Fumigation | CFU | 1000000 |  |  | 5.25 | cm^2 | 0.000525 | m^2 | no rinsate |  |  | 100 | mg/L |  |  | 1 | 36 | 5 | 75 | ceiling tile | steady-state conditions | 900 |  |  | 4.73 | LR | (3.98,5.48) | CI (a,b) |  |  |  | 5 | [10 empty] | ceiling tile |  | /cm^2 |  | 100
EPA 2011 Systematic Investigation of Liquid and Fumigant Decontamition Efficacy against Biological Agents Deposited on Test Coupons of Common Indoor Materials |  | Fumigation | CFU | 1000000 |  |  | 5.25 | cm^2 | 0.000525 | m^2 | no rinsate |  |  | 100 | mg/L |  |  | 1 | 36 | 5 | 75 | ceiling tile | steady-state conditions | 1080 |  | > | 7.11 | LR | 0.0135 | nonparametric p-value |  |  |  | 5 | [10 empty] | ceiling tile |  | /cm^2 |  | 100 |  | 0 | 7.11
EPA 2011 Systematic Investigation of Liquid and Fumigant Decontamition Efficacy against Biological Agents Deposited on Test Coupons of Common Indoor Materials |  | Fumigation | CFU | 10000000 |  |  | 5.25 | cm^2 | 0.000525 | m^2 | no rinsate |  |  | 200 | mg/L |  |  | 1 | 36 | 5 | 75 | ceiling tile | steady-state conditions | 540 |  |  | 2.72 | LR | (1.92,3.53) | CI (a,b) |  |  |  | 5 | [10 empty] | ceiling tile |  | /cm^2 |  | 200
EPA 2011 Systematic Investigation of Liquid and Fumigant Decontamition Efficacy against Biological Agents Deposited on Test Coupons of Common Indoor Materials |  | Fumigation | CFU | 10000000 |  |  | 5.25 | cm^2 | 0.000525 | m^2 | no rinsate |  |  | 200 | mg/L |  |  | 1 | 36 | 5 | 75 | ceiling tile | steady-state conditions | 540 |  | > | 6.52 | LR | 0.0135 | nonparametric p-value |  |  |  | 5 | [10 empty] | ceiling tile |  | /cm^2 |  | 200 |  | 0 | 6.52
EPA 2011 Systematic Investigation of Liquid and Fumigant Decontamition Efficacy against Biological Agents Deposited on Test Coupons of Common Indoor Materials |  | Fumigation | CFU | 10000000 |  |  | 5.25 | cm^2 | 0.000525 | m^2 | no rinsate |  |  | 100 | mg/L |  |  | 1 | 36 | 5 | 75 | ceiling tile | steady-state conditions | 1440 |  | > | 7.05 | LR | 0.0135 | nonparametric p-value |  |  |  | 5 | [10 empty] | ceiling tile |  | /cm^2 |  | 100 |  | 0 | 7.05
EPA 2011 Systematic Investigation of Liquid and Fumigant Decontamition Efficacy against Biological Agents Deposited on Test Coupons of Common Indoor Materials |  | Fumigation | CFU | 10000000 |  |  | 14.25 | cm^2 | 0.001425 | m^2 | no rinsate |  |  | 100 | mg/L |  |  | 1 | 36 | 5 | 75 | painted concrete | steady-state conditions | 720 |  |  | 0.81 | LR | (0.65,0.96) | CI (a,b) |  |  |  | 5 | [10 empty] | painted concrete |  | /cm^2 |  | 100
EPA 2011 Systematic Investigation of Liquid and Fumigant Decontamition Efficacy against Biological Agents Deposited on Test Coupons of Common Indoor Materials |  | Fumigation | CFU | 10000000 |  |  | 14.25 | cm^2 | 0.001425 | m^2 | no rinsate |  |  | 100 | mg/L |  |  | 1 | 36 | 5 | 75 | painted concrete | steady-state conditions | 900 |  | > | 6.86 | LR | 0.0135 | nonparametric p-value |  |  |  | 5 | [10 empty] | painted concrete |  | /cm^2 |  | 100 |  | 0 | 6.86
EPA 2011 Systematic Investigation of Liquid and Fumigant Decontamition Efficacy against Biological Agents Deposited on Test Coupons of Common Indoor Materials |  | Fumigation | CFU | 10000000 |  |  | 14.25 | cm^2 | 0.001425 | m^2 | no rinsate |  |  | 100 | mg/L |  |  | 1 | 36 | 5 | 75 | painted concrete | steady-state conditions | 1080 |  | > | 7.37 | LR | 0.0135 | nonparametric p-value |  |  |  | 5 | [10 empty] | painted concrete |  | /cm^2 |  | 100 |  | 0 | 7.37
EPA 2011 Systematic Investigation of Liquid and Fumigant Decontamition Efficacy against Biological Agents Deposited on Test Coupons of Common Indoor Materials |  | Fumigation | CFU | 10000000 |  |  | 14.25 | cm^2 | 0.001425 | m^2 | no rinsate |  |  | 200 | mg/L |  |  | 1 | 36 | 5 | 75 | painted concrete | steady-state conditions | 540 |  | > | 7.13 | LR | 0.0135 | nonparametric p-value |  |  |  | 5 | [10 empty] | painted concrete |  | /cm^2 |  | 200 |  | 0 | 7.13
EPA 2011 Systematic Investigation of Liquid and Fumigant Decontamition Efficacy against Biological Agents Deposited on Test Coupons of Common Indoor Materials |  | Fumigation | CFU | 10000000 |  |  | 1.33 | cm^2 | 0.000133 | m^2 | no rinsate |  |  | 100 | mg/L |  |  | 1 | 36 | 5 | 75 | cellulose insulation | steady-state conditions | 720 | [5 empty] | CI (a,b) |  |  |  | 5 | [10 empty] | other porous |  | /cm^2 |  | 100
EPA 2011 Systematic Investigation of Liquid and Fumigant Decontamition Efficacy against Biological Agents Deposited on Test Coupons of Common Indoor Materials |  | Fumigation | CFU | 10000000 |  |  | 1.33 | cm^2 | 0.000133 | m^2 | no rinsate |  |  | 100 | mg/L |  |  | 1 | 36 | 5 | 75 | cellulose insulation | steady-state conditions | 900 |  |  | 3.47 | LR | (3.11,3.82) | CI (a,b) |  |  |  | 5 | [10 empty] | other porous |  | /cm^2 |  | 100
EPA 2011 Systematic Investigation of Liquid and Fumigant Decontamition Efficacy against Biological Agents Deposited on Test Coupons of Common Indoor Materials |  | Fumigation | CFU | 10000000 |  |  | 1.33 | cm^2 | 0.000133 | m^2 | no rinsate |  |  | 100 | mg/L |  |  | 1 | 36 | 5 | 75 | cellulose insulation | steady-state conditions | 1080 |  |  | 4.68 | LR | (3.90,5.47) | CI (a,b) |  |  |  | 5 | [10 empty] | other porous |  | /cm^2 |  | 100
EPA 2011 Systematic Investigation of Liquid and Fumigant Decontamition Efficacy against Biological Agents Deposited on Test Coupons of Common Indoor Materials |  | Fumigation | CFU | 10000000 |  |  | 1.33 | cm^2 | 0.000133 | m^2 | no rinsate |  |  | 200 | mg/L |  |  | 1 | 36 | 5 | 75 | cellulose insulation | steady-state conditions | 540 |  | > | 5.44 | LR | 0.0135 | nonparametric p-value |  |  |  | 5 | [10 empty] | other porous |  | /cm^2 |  | 200 |  | 0 | 5.44
EPA 2011 Systematic Investigation of Liquid and Fumigant Decontamition Efficacy against Biological Agents Deposited on Test Coupons of Common Indoor Materials |  | Fumigation | CFU | 10000000 |  |  | 14.25 | cm^2 | 0.001425 | m^2 | no rinsate |  |  | 100 | mg/L |  |  | 1 | 36 | 5 | 75 | decorative lamite | steady-state conditions | 720 |  |  | 0.9 | LR | (0.71,1.28) | CI (a,b) |  |  |  | 5 | [10 empty] | lamite |  | /cm^2 |  | 100
EPA 2011 Systematic Investigation of Liquid and Fumigant Decontamition Efficacy against Biological Agents Deposited on Test Coupons of Common Indoor Materials |  | Fumigation | CFU | 10000000 |  |  | 14.25 | cm^2 | 0.001425 | m^2 | no rinsate |  |  | 100 | mg/L |  |  | 1 | 36 | 5 | 75 | decorative lamite | steady-state conditions | 900 |  | > | 5.41 | LR | 0.0135 | nonparametric p-value |  |  |  | 5 | [10 empty] | lamite |  | /cm^2 |  | 100 |  | 0 | 5.41
EPA 2011 Systematic Investigation of Liquid and Fumigant Decontamition Efficacy against Biological Agents Deposited on Test Coupons of Common Indoor Materials |  | Fumigation | CFU | 10000000 |  |  | 14.25 | cm^2 | 0.001425 | m^2 | no rinsate |  |  | 100 | mg/L |  |  | 1 | 36 | 5 | 75 | decorative lamite | steady-state conditions | 1080 |  | > | 7.32 | LR | 0.0135 | nonparametric p-value |  |  |  | 5 | [10 empty] | lamite |  | /cm^2 |  | 100 |  | 0 | 7.32
EPA 2011 Systematic Investigation of Liquid and Fumigant Decontamition Efficacy against Biological Agents Deposited on Test Coupons of Common Indoor Materials |  | Fumigation | CFU | 10000000 |  |  | 14.25 | cm^2 | 0.001425 | m^2 | no rinsate |  |  | 200 | mg/L |  |  | 1 | 36 | 5 | 75 | decorative lamite | steady-state conditions | 540 |  | > | 6.69 | LR | 0.0135 | nonparametric p-value |  |  |  | 5 | [10 empty] | lamite |  | /cm^2 |  | 200 |  | 0 | 6.69
EPA 2011 Systematic Investigation of Liquid and Fumigant Decontamition Efficacy against Biological Agents Deposited on Test Coupons of Common Indoor Materials |  | Fumigation | CFU | 10000000 |  |  | 14.25 | cm^2 | 0.001425 | m^2 | no rinsate |  |  | 100 | mg/L |  |  | 1 | 36 | 5 | 75 | Galvanized Metal | steady-state conditions | 720 |  |  | 1.72 | LR | (1.16,2.29) | CI (a,b) |  |  |  | 5 | [10 empty] | steel |  | /cm^2 |  | 100
EPA 2011 Systematic Investigation of Liquid and Fumigant Decontamition Efficacy against Biological Agents Deposited on Test Coupons of Common Indoor Materials |  | Fumigation | CFU | 10000000 |  |  | 14.25 | cm^2 | 0.001425 | m^2 | no rinsate |  |  | 100 | mg/L |  |  | 1 | 36 | 5 | 75 | Galvanized Metal | steady-state conditions | 900 |  | > | 7.6983 | LR | 0.0135 | nonparametric p-value |  |  |  | 5 | [10 empty] | steel |  | /cm^2 |  | 100 |  | 0 | 7.6983
EPA 2011 Systematic Investigation of Liquid and Fumigant Decontamition Efficacy against Biological Agents Deposited on Test Coupons of Common Indoor Materials |  | Fumigation | CFU | 10000000 |  |  | 14.25 | cm^2 | 0.001425 | m^2 | no rinsate |  |  | 100 | mg/L |  |  | 1 | 36 | 5 | 75 | Galvanized Metal | steady-state conditions | 1080 |  | > | 6.93 | LR | 0.0135 | nonparametric p-value |  |  |  | 5 | [10 empty] | steel |  | /cm^2 |  | 100 |  | 0 | 6.93
EPA 2011 Systematic Investigation of Liquid and Fumigant Decontamition Efficacy against Biological Agents Deposited on Test Coupons of Common Indoor Materials |  | Fumigation | CFU | 10000000 |  |  | 14.25 | cm^2 | 0.001425 | m^2 | no rinsate |  |  | 200 | mg/L |  |  | 1 | 36 | 5 | 75 | Galvanized Metal | steady-state conditions | 540 |  | > | 6.32 | LR | 0.0135 | nonparametric p-value |  |  |  | 5 | [10 empty] | steel |  | /cm^2 |  | 200 |  | 0 | 6.32
EPA 2011 Systematic Investigation of Liquid and Fumigant Decontamition Efficacy against Biological Agents Deposited on Test Coupons of Common Indoor Materials |  | Fumigation | CFU | 10000000 |  |  | 14.25 | cm^2 | 0.001425 | m^2 | no rinsate |  |  | 100 | mg/L |  |  | 1 | 36 | 5 | 75 | industrial carpet | steady-state conditions | 720 |  |  | 0.97 | LR | (0.63,1.31) | CI (a,b) |  |  |  | 5 | [10 empty] | carpet |  | /cm^2 |  | 100
EPA 2011 Systematic Investigation of Liquid and Fumigant Decontamition Efficacy against Biological Agents Deposited on Test Coupons of Common Indoor Materials |  | Fumigation | CFU | 10000000 |  |  | 14.25 | cm^2 | 0.001425 | m^2 | no rinsate |  |  | 100 | mg/L |  |  | 1 | 36 | 5 | 75 | industrial carpet | steady-state conditions | 900 |  |  | 4.06 | LR | (3.39,4.74) | CI (a,b) |  |  |  | 5 | [10 empty] | carpet |  | /cm^2 |  | 100
EPA 2011 Systematic Investigation of Liquid and Fumigant Decontamition Efficacy against Biological Agents Deposited on Test Coupons of Common Indoor Materials |  | Fumigation | CFU | 10000000 |  |  | 14.25 | cm^2 | 0.001425 | m^2 | no rinsate |  |  | 100 | mg/L |  |  | 1 | 36 | 5 | 75 | industrial carpet | steady-state conditions | 1080 |  | > | 7.3 | LR | 0.0135 | nonparametric p-value |  |  |  | 5 | [10 empty] | carpet |  | /cm^2 |  | 100 |  | 0 | 7.3
EPA 2011 Systematic Investigation of Liquid and Fumigant Decontamition Efficacy against Biological Agents Deposited on Test Coupons of Common Indoor Materials |  | Fumigation | CFU | 10000000 |  |  | 14.25 | cm^2 | 0.001425 | m^2 | no rinsate |  |  | 200 | mg/L |  |  | 1 | 36 | 5 | 75 | industrial carpet | steady-state conditions | 540 |  | > | 7.06 | LR | 0.0135 | nonparametric p-value |  |  |  | 5 | [10 empty] | carpet |  | /cm^2 |  | 200 |  | 0 | 7.06
EPA 2011 Systematic Investigation of Liquid and Fumigant Decontamition Efficacy against Biological Agents Deposited on Test Coupons of Common Indoor Materials |  | Fumigation | CFU | 10000000 |  |  | 14.25 | cm^2 | 0.001425 | m^2 | no rinsate |  |  | 212 | mg/L |  |  | 1 | 25 | 5 | 75 | Painted Concrete | steady-state conditions | 540 |  |  | 2.2 | LR | 0.05 | CI (a,b) |  |  |  | 5 | [10 empty] | painted concrete |  | /cm^2 |  | 212
EPA 2011 Systematic Investigation of Liquid and Fumigant Decontamition Efficacy against Biological Agents Deposited on Test Coupons of Common Indoor Materials |  | Fumigation | CFU | 10000000 |  |  | 14.25 | cm^2 | 0.001425 | m^2 | no rinsate |  |  | 212 | mg/L |  |  | 1 | 36 | 5 | 75 | Painted Concrete | steady-state conditions | 540 |  | > | 7.13 | LR | 1.38 | nonparametric p-value |  |  |  | 5 | [10 empty] | painted concrete |  | /cm^2 |  | 212 |  | 0 | 7.13
EPA 2011 Systematic Investigation of Liquid and Fumigant Decontamition Efficacy against Biological Agents Deposited on Test Coupons of Common Indoor Materials |  | Fumigation | CFU | 10000000 |  |  | 14.25 | cm^2 | 0.001425 | m^2 | no rinsate |  |  | 212 | mg/L |  |  | 1 | 25 | 5 | 75 | Painted Concrete | steady-state conditions | 1440 |  | > | 7.92 | LR | 0 | nonparametric p-value |  |  |  | 5 | [10 empty] | painted concrete |  | /cm^2 |  | 212 |  | 0 | 7.92
EPA 2011 Systematic Investigation of Liquid and Fumigant Decontamition Efficacy against Biological Agents Deposited on Test Coupons of Common Indoor Materials |  | Fumigation | CFU | 10000000 |  |  | 1.33 | cm^2 | 0.000133 | m^2 | no rinsate |  |  | 212 | mg/L |  |  | 1 | 25 | 5 | 75 | Cellulose Insulation | steady-state conditions | 540 |  |  | 2.33 | LR | 0.28 | CI (a,b) |  |  |  | 5 | [10 empty] | other porous |  | /cm^2 |  | 212
EPA 2011 Systematic Investigation of Liquid and Fumigant Decontamition Efficacy against Biological Agents Deposited on Test Coupons of Common Indoor Materials |  | Fumigation | CFU | 10000000 |  |  | 1.33 | cm^2 | 0.000133 | m^2 | no rinsate |  |  | 212 | mg/L |  |  | 1 | 36 | 5 | 75 | Cellulose Insulation | steady-state conditions | 540 |  | > | 5.47 | LR | 1.24 | nonparametric p-value |  |  |  | 5 | [10 empty] | other porous |  | /cm^2 |  | 212 |  | 0 | 5.47
EPA 2011 Systematic Investigation of Liquid and Fumigant Decontamition Efficacy against Biological Agents Deposited on Test Coupons of Common Indoor Materials |  | Fumigation | CFU | 10000000 |  |  | 1.33 | cm^2 | 0.000133 | m^2 | no rinsate |  |  | 212 | mg/L |  |  | 1 | 25 | 5 | 75 | Cellulose Insulation | steady-state conditions | 1440 |  |  | 6.02 | LR | 1.4 | CI (a,b) |  |  |  | 5 | [10 empty] | other porous |  | /cm^2 |  | 212
EPA 2011 Systematic Investigation of Liquid and Fumigant Decontamition Efficacy against Biological Agents Deposited on Test Coupons of Common Indoor Materials |  | Fumigation | CFU | 10000000 |  |  | 14.25 | cm^2 | 0.001425 | m^2 | no rinsate |  |  | 212 | mg/L |  |  | 1 | 25 | 5 | 75 | Decorative Lamite | steady-state conditions | 540 |  | > | 7.61 | LR | 0 | nonparametric p-value |  |  |  | 5 | [10 empty] | lamite |  | /cm^2 |  | 212 |  | 0 | 7.61
EPA 2011 Systematic Investigation of Liquid and Fumigant Decontamition Efficacy against Biological Agents Deposited on Test Coupons of Common Indoor Materials |  | Fumigation | CFU | 10000000 |  |  | 14.25 | cm^2 | 0.001425 | m^2 | no rinsate |  |  | 212 | mg/L |  |  | 1 | 36 | 5 | 75 | Decorative Lamite | steady-state conditions | 540 |  | > | 6.69 | LR | 1.24 | nonparametric p-value |  |  |  | 5 | [10 empty] | lamite |  | /cm^2 |  | 212 |  | 0 | 6.69
EPA 2011 Systematic Investigation of Liquid and Fumigant Decontamition Efficacy against Biological Agents Deposited on Test Coupons of Common Indoor Materials |  | Fumigation | CFU | 10000000 |  |  | 14.25 | cm^2 | 0.001425 | m^2 | no rinsate |  |  | 212 | mg/L |  |  | 1 | 25 | 5 | 75 | Decorative Lamite | steady-state conditions | 1440 |  | > | 7.64 | LR | 0 | nonparametric p-value |  |  |  | 5 | [10 empty] | lamite |  | /cm^2 |  | 212 |  | 0 | 7.64
EPA 2011 Systematic Investigation of Liquid and Fumigant Decontamition Efficacy against Biological Agents Deposited on Test Coupons of Common Indoor Materials |  | Fumigation | CFU | 10000000 |  |  | 14.25 | cm^2 | 0.001425 | m^2 | no rinsate |  |  | 212 | mg/L |  |  | 1 | 25 | 5 | 75 | Galvanized Metal | steady-state conditions | 540 |  |  | 2.15 | LR | 0.12 | CI (a,b) |  |  |  | 5 | [10 empty] | steel |  | /cm^2 |  | 212
EPA 2011 Systematic Investigation of Liquid and Fumigant Decontamition Efficacy against Biological Agents Deposited on Test Coupons of Common Indoor Materials |  | Fumigation | CFU | 10000000 |  |  | 14.25 | cm^2 | 0.001425 | m^2 | no rinsate |  |  | 212 | mg/L |  |  | 1 | 36 | 5 | 75 | Galvanized Metal | steady-state conditions | 540 |  | > | 6.35 | LR | 1.85 | nonparametric p-value |  |  |  | 5 | [10 empty] | steel |  | /cm^2 |  | 212 |  | 0 | 6.35
EPA 2011 Systematic Investigation of Liquid and Fumigant Decontamition Efficacy against Biological Agents Deposited on Test Coupons of Common Indoor Materials |  | Fumigation | CFU | 10000000 |  |  | 14.25 | cm^2 | 0.001425 | m^2 | no rinsate |  |  | 212 | mg/L |  |  | 1 | 25 | 5 | 75 | Galvanized Metal | steady-state conditions | 1440 |  | > | 7.61 | LR | 0 | nonparametric p-value |  |  |  | 5 | [10 empty] | steel |  | /cm^2 |  | 212 |  | 0 | 7.61
EPA 2011 Systematic Investigation of Liquid and Fumigant Decontamition Efficacy against Biological Agents Deposited on Test Coupons of Common Indoor Materials |  | Fumigation | CFU | 10000000 |  |  | 14.25 | cm^2 | 0.001425 | m^2 | no rinsate |  |  | 212 | mg/L |  |  | 1 | 25 | 5 | 75 | Industrial Carpet | steady-state conditions | 540 |  | > | 7.71 | LR | 0 | nonparametric p-value |  |  |  | 5 | [10 empty] | carpet |  | /cm^2 |  | 212 |  | 0 | 7.71
EPA 2011 Systematic Investigation of Liquid and Fumigant Decontamition Efficacy against Biological Agents Deposited on Test Coupons of Common Indoor Materials |  | Fumigation | CFU | 10000000 |  |  | 14.25 | cm^2 | 0.001425 | m^2 | no rinsate |  |  | 212 | mg/L |  |  | 1 | 36 | 5 | 75 | Industrial Carpet | steady-state conditions | 540 |  | > | 7.06 | LR | 1.28 | nonparametric p-value |  |  |  | 5 | [10 empty] | carpet |  | /cm^2 |  | 212 |  | 0 | 7.06
EPA 2011 Systematic Investigation of Liquid and Fumigant Decontamition Efficacy against Biological Agents Deposited on Test Coupons of Common Indoor Materials |  | Fumigation | CFU | 10000000 |  |  | 14.25 | cm^2 | 0.001425 | m^2 | no rinsate |  |  | 212 | mg/L |  |  | 1 | 25 | 5 | 75 | Industrial Carpet | steady-state conditions | 1440 |  | > | 7.78 | LR | 0 | nonparametric p-value |  |  |  | 5 | [10 empty] | carpet |  | /cm^2 |  | 212 |  | 0 | 7.78
EPA 2011 Systematic Investigation of Liquid and Fumigant Decontamition Efficacy against Biological Agents Deposited on Test Coupons of Common Indoor Materials |  | Fumigation | CFU | 10000000 |  |  | 25 | mm^2 | 2.5e-05 | m^2 | no rinsate |  |  | 212 | mg/L |  |  | 1 | 25 | 5 | 75 | glass (small) | steady-state conditions | 540 |  |  | 2.55 | LR | 0.08 | CI (a,b) |  |  |  | 5 | [10 empty] | glass |  | /mm^2 |  | 212
EPA 2011 Systematic Investigation of Liquid and Fumigant Decontamition Efficacy against Biological Agents Deposited on Test Coupons of Common Indoor Materials |  | Fumigation | CFU | 10000000 |  |  | 25 | mm^2 | 2.5e-05 | m^2 | no rinsate |  |  | 212 | mg/L |  |  | 1 | 36 | 5 | 75 | glass (small) | steady-state conditions | 540 |  | > | 6.51 | LR | 0 | nonparametric p-value |  |  |  | 5 | [10 empty] | glass |  | /mm^2 |  | 212 |  | 0 | 6.51
EPA 2011 Systematic Investigation of Liquid and Fumigant Decontamition Efficacy against Biological Agents Deposited on Test Coupons of Common Indoor Materials |  | Fumigation | CFU | 10000000 |  |  | 25 | mm^2 | 2.5e-05 | m^2 | no rinsate |  |  | 212 | mg/L |  |  | 1 | 25 | 5 | 75 | glass (small) | steady-state conditions | 1440 |  | > | 7.7 | LR | 0 | nonparametric p-value |  |  |  | 5 | [10 empty] | glass |  | /mm^2 |  | 212 |  | 0 | 7.7
EPA 2011 Systematic Investigation of Liquid and Fumigant Decontamition Efficacy against Biological Agents Deposited on Test Coupons of Common Indoor Materials |  | Fumigation | CFU | 10000000 |  |  | 5.25 | cm^2 | 0.000525 | m^2 | no rinsate |  |  | 212 | mg/L |  |  | 1 | 25 | 5 | 75 | Ceiling Tile | steady-state conditions | 540 |  |  | 2.85 | LR | 0.02 | CI (a,b) |  |  |  | 5 | [10 empty] | ceiling tile |  | /cm^2 |  | 212
EPA 2011 Systematic Investigation of Liquid and Fumigant Decontamition Efficacy against Biological Agents Deposited on Test Coupons of Common Indoor Materials |  | Fumigation | CFU | 10000000 |  |  | 5.25 | cm^2 | 0.000525 | m^2 | no rinsate |  |  | 212 | mg/L |  |  | 1 | 36 | 5 | 75 | Ceiling Tile | steady-state conditions | 540 |  |  | 4.74 | LR | 0.72 | CI (a,b) |  |  |  | 5 | [10 empty] | ceiling tile |  | /cm^2 |  | 212
EPA 2011 Systematic Investigation of Liquid and Fumigant Decontamition Efficacy against Biological Agents Deposited on Test Coupons of Common Indoor Materials |  | Fumigation | CFU | 10000000 |  |  | 5.25 | cm^2 | 0.000525 | m^2 | no rinsate |  |  | 212 | mg/L |  |  | 1 | 25 | 5 | 75 | Ceiling Tile | steady-state conditions | 1440 |  |  | 4.55 | LR | 0.35 | CI (a,b) |  |  |  | 5 | [10 empty] | ceiling tile |  | /cm^2 |  | 212
EPA 2011 Systematic Investigation of Liquid and Fumigant Decontamition Efficacy against Biological Agents Deposited on Test Coupons of Common Indoor Materials |  | Fumigation | CFU | 10000000 |  |  | 1.69 | cm^2 | 0.000169 | m^2 | no rinsate |  |  | 212 | mg/L |  |  | 1 | 25 | 5 | 75 | Bare Pine Wood | steady-state conditions | 540 |  |  | 3.52 | LR | 0.54 | CI (a,b) |  |  |  | 5 | [10 empty] | bare wood |  | /cm^2 |  | 212
EPA 2011 Systematic Investigation of Liquid and Fumigant Decontamition Efficacy against Biological Agents Deposited on Test Coupons of Common Indoor Materials |  | Fumigation | CFU | 10000000 |  |  | 1.69 | cm^2 | 0.000169 | m^2 | no rinsate |  |  | 212 | mg/L |  |  | 1 | 36 | 5 | 75 | Bare Pine Wood | steady-state conditions | 540 | [5 empty] | CI (a,b) |  |  |  | 5 | [10 empty] | bare wood |  | /cm^2 |  | 212
EPA 2011 Systematic Investigation of Liquid and Fumigant Decontamition Efficacy against Biological Agents Deposited on Test Coupons of Common Indoor Materials |  | Fumigation | CFU | 10000000 |  |  | 1.69 | cm^2 | 0.000169 | m^2 | no rinsate |  |  | 212 | mg/L |  |  | 1 | 25 | 5 | 75 | Bare Pine Wood | steady-state conditions | 1440 |  |  | 7.64 | LR | 0 | CI (a,b) |  |  |  | 5 | [10 empty] | bare wood |  | /cm^2 |  | 212
EPA 2011 Systematic Investigation of Liquid and Fumigant Decontamition Efficacy against Biological Agents Deposited on Test Coupons of Common Indoor Materials |  | Fumigation | CFU | 10000000 |  |  | 25 | mm^2 | 2.5e-05 | m^2 | no rinsate |  |  | 105 | mg/L |  |  | 1 | 36 | 5 | 75 | glass (small) | steady-state conditions | 720 |  |  | 0.22246 | LR |  | CI (a,b) |  |  |  | 5 | [10 empty] | glass |  | /mm^2 |  | 105
EPA 2011 Systematic Investigation of Liquid and Fumigant Decontamition Efficacy against Biological Agents Deposited on Test Coupons of Common Indoor Materials |  | Fumigation | CFU | 10000000 |  |  | 25 | mm^2 | 2.5e-05 | m^2 | no rinsate |  |  | 105 | mg/L |  |  | 1 | 36 | 5 | 75 | glass (small) | steady-state conditions | 900 |  |  | 0.20277 | LR |  | CI (a,b) |  |  |  | 5 | [10 empty] | glass |  | /mm^2 |  | 105
EPA 2011 Systematic Investigation of Liquid and Fumigant Decontamition Efficacy against Biological Agents Deposited on Test Coupons of Common Indoor Materials |  | Fumigation | CFU | 10000000 |  |  | 25 | mm^2 | 2.5e-05 | m^2 | no rinsate |  |  | 105 | mg/L |  |  | 1 | 36 | 5 | 75 | glass (small) | steady-state conditions | 1080 |  |  | 0 | LR |  | CI (a,b) |  |  |  | 5 | [10 empty] | glass |  | /mm^2 |  | 105
EPA 2011 Systematic Investigation of Liquid and Fumigant Decontamition Efficacy against Biological Agents Deposited on Test Coupons of Common Indoor Materials |  | Fumigation | CFU | 10000000 |  |  | 25 | mm^2 | 2.5e-05 | m^2 | no rinsate |  |  | 212 | mg/L |  |  | 1 | 36 | 5 | 75 | glass (small) | steady-state conditions | 540 |  |  | 0.49723 | LR |  | CI (a,b) |  |  |  | 5 | [10 empty] | glass |  | /mm^2 |  | 212
EPA 2011 Systematic Investigation of Liquid and Fumigant Decontamition Efficacy against Biological Agents Deposited on Test Coupons of Common Indoor Materials |  | Fumigation | CFU | 10000000 |  |  | 25 | mm^2 | 2.5e-05 | m^2 | no rinsate |  |  | 207 | mg/L |  |  | 1 | 36 | 5 | 39.5 | Glass (small) | steady-state conditions | 420 |  |  | 3.06 | LR | 0.04 | CI (a,b) |  |  |  | 5 | [10 empty] | glass |  | /mm^2 |  | 207
EPA 2011 Systematic Investigation of Liquid and Fumigant Decontamition Efficacy against Biological Agents Deposited on Test Coupons of Common Indoor Materials |  | Fumigation | CFU | 10000000 |  |  | 5.25 | cm^2 | 0.000525 | m^2 | no rinsate |  |  | 207 | mg/L |  |  | 1 | 36 | 5 | 39.5 | Ceiling Tile | steady-state conditions | 420 |  |  | 2.62 | LR | 0.06 | CI (a,b) |  |  |  | 5 | [10 empty] | ceiling tile |  | /cm^2 |  | 207
Rogers 2006 Technology Evaluation Report on Evaluation of Chlorine Dioxide Gas Generator |  | Fumigation | CFU | 10000000 |  |  | 14.25 | cm^2 | 0.001425 | m^2 | combined |  |  | 3000 | ppm |  |  |  | 28.5 |  | 50 | Bare Wood |  | 180 |  | ≥ | 7.14 | LR | [5 empty] | 3 | [10 empty] | bare wood |  | /cm^2 | 3000 |  |  | 0 | 7.14
Rogers 2006 Technology Evaluation Report on Evaluation of Chlorine Dioxide Gas Generator |  | Fumigation | CFU | 20000000 |  |  | 14.25 | cm^2 | 0.001425 | m^2 | combined |  |  | 3000 | ppm |  |  |  | 28.5 |  | 50 | Decorative Lamite |  | 180 |  | ≥ | 7.89 | LR | [5 empty] | 3 | [10 empty] | lamite |  | /cm^2 | 3000 |  |  | 0 | 7.89
Rogers 2006 Technology Evaluation Report on Evaluation of Chlorine Dioxide Gas Generator |  | Fumigation | CFU | 20000000 |  |  | 14.25 | cm^2 | 0.001425 | m^2 | combined |  |  | 3000 | ppm |  |  |  | 28.5 |  | 50 | Galvanized Metal Ductwork |  | 180 |  | ≥ | 7.84 | LR | [5 empty] | 3 | [10 empty] | steel |  | /cm^2 | 3000 |  |  | 0 | 7.84
Rogers 2006 Technology Evaluation Report on Evaluation of Chlorine Dioxide Gas Generator |  | Fumigation | CFU | 20000000 |  |  | 14.25 | cm^2 | 0.001425 | m^2 | combined |  |  | 3000 | ppm |  |  |  | 28.5 |  | 50 | Glass |  | 180 |  | ≥ | 7.75 | LR | [5 empty] | 3 | [10 empty] | glass |  | /cm^2 | 3000 |  |  | 0 | 7.75
Rogers 2006 Technology Evaluation Report on Evaluation of Chlorine Dioxide Gas Generator |  | Fumigation | CFU | 20000000 |  |  | 14.25 | cm^2 | 0.001425 | m^2 | combined |  |  | 3000 | ppm |  |  |  | 28.5 |  | 50 | Industrial-Grade Carpet |  | 180 |  | ≥ | 7.72 | LR | [5 empty] | 3 | bleaching | [9 empty] | carpet |  | /cm^2 | 3000 |  |  | 0 | 7.72
Rogers 2006 Technology Evaluation Report on Evaluation of Chlorine Dioxide Gas Generator |  | Fumigation | CFU | 30000000 |  |  | 14.25 | cm^2 | 0.001425 | m^2 | combined |  |  | 3000 | ppm |  |  |  | 28.5 |  | 50 | Painted Concrete |  | 180 |  | ≥ | 7.77 | LR | [5 empty] | 3 | [10 empty] | painted concrete |  | /cm^2 | 3000 |  |  | 0 | 7.77
Rogers 2006 Technology Evaluation Report on Evaluation of Chlorine Dioxide Gas Generator |  | Fumigation | CFU | 30000000 |  |  | 14.25 | cm^2 | 0.001425 | m^2 | combined |  |  | 3000 | ppm |  |  |  | 28.5 |  | 50 | Painted Wallboard Paper |  | 180 |  | ≥ | 7.62 | LR | [5 empty] | 3 | [10 empty] | wallboard |  | /cm^2 | 3000 |  |  | 0 | 7.62
Rogers 2006 Technology Evaluation Report on Evaluation of Chlorine Dioxide Gas Generator |  | Fumigation | CFU | 30000000 |  |  | 14.25 | cm^2 | 0.001425 | m^2 | combined |  |  | 3000 | ppm |  |  |  | 28.5 |  | 50 | Bare Wood |  | 180 |  | ≥ | 6.77 | LR | [5 empty] | 3 | [10 empty] | bare wood |  | /cm^2 | 3000 |  |  | 0 | 6.77
Rogers 2006 Technology Evaluation Report on Evaluation of Chlorine Dioxide Gas Generator |  | Fumigation | CFU | 30000000 |  |  | 14.25 | cm^2 | 0.001425 | m^2 | combined |  |  | 3000 | ppm |  |  |  | 28.5 |  | 50 | Decorative Lamite |  | 180 |  | ≥ | 7.39 | LR | [5 empty] | 3 | [10 empty] | lamite |  | /cm^2 | 3000 |  |  | 0 | 7.39
Rogers 2006 Technology Evaluation Report on Evaluation of Chlorine Dioxide Gas Generator |  | Fumigation | CFU | 30000000 |  |  | 14.25 | cm^2 | 0.001425 | m^2 | combined |  |  | 3000 | ppm |  |  |  | 28.5 |  | 50 | Galvanized Metal Ductwork |  | 180 |  | ≥ | 7.08 | LR | [5 empty] | 3 | [10 empty] | steel |  | /cm^2 | 3000 |  |  | 0 | 7.08
Rogers 2006 Technology Evaluation Report on Evaluation of Chlorine Dioxide Gas Generator |  | Fumigation | CFU | 30000000 |  |  | 14.25 | cm^2 | 0.001425 | m^2 | combined |  |  | 3000 | ppm |  |  |  | 28.5 |  | 50 | Glass |  | 180 |  | ≥ | 7.13 | LR | [5 empty] | 3 | [10 empty] | glass |  | /cm^2 | 3000 |  |  | 0 | 7.13
Rogers 2006 Technology Evaluation Report on Evaluation of Chlorine Dioxide Gas Generator |  | Fumigation | CFU | 30000000 |  |  | 14.25 | cm^2 | 0.001425 | m^2 | combined |  |  | 3000 | ppm |  |  |  | 28.5 |  | 50 | Industrial-Grade Carpet |  | 180 |  | ≥ | 6.91 | LR | [5 empty] | 3 | bleaching | [9 empty] | carpet |  | /cm^2 | 3000 |  |  | 0 | 6.91
Rogers 2006 Technology Evaluation Report on Evaluation of Chlorine Dioxide Gas Generator |  | Fumigation | CFU | 30000000 |  |  | 14.25 | cm^2 | 0.001425 | m^2 | combined |  |  | 3000 | ppm |  |  |  | 28.5 |  | 50 | Painted Concrete |  | 180 |  | ≥ | 7.29 | LR | [5 empty] | 3 | [10 empty] | painted concrete |  | /cm^2 | 3000 |  |  | 0 | 7.29
Rogers 2006 Technology Evaluation Report on Evaluation of Chlorine Dioxide Gas Generator |  | Fumigation | CFU | 30000000 |  |  | 14.25 | cm^2 | 0.001425 | m^2 | combined |  |  | 3000 | ppm |  |  |  | 28.5 |  | 50 | Painted Wallboard Paper |  | 180 |  | ≥ | 6.73 | LR | [5 empty] | 3 | [10 empty] | wallboard |  | /cm^2 | 3000 |  |  | 0 | 6.73
Rogers 2006 Technology Evaluation Report on Evaluation of Chlorine Dioxide Gas Generator |  | Fumigation | CFU | 30000000 |  |  | 14.25 | cm^2 | 0.001425 | m^2 | combined |  |  | 3000 | ppm |  |  |  | 28.5 |  | 50 | Bare Wood |  | 180 |  | ≥ | 6.25 | LR | [5 empty] | 3 | [10 empty] | bare wood |  | /cm^2 | 3000 |  |  | 0 | 6.25
Rogers 2006 Technology Evaluation Report on Evaluation of Chlorine Dioxide Gas Generator |  | Fumigation | CFU | 30000000 |  |  | 14.25 | cm^2 | 0.001425 | m^2 | combined |  |  | 3000 | ppm |  |  |  | 28.5 |  | 50 | Decorative Lamite |  | 180 |  | ≥ | 6.75 | LR | [5 empty] | 3 | [10 empty] | lamite |  | /cm^2 | 3000 |  |  | 0 | 6.75
Rogers 2006 Technology Evaluation Report on Evaluation of Chlorine Dioxide Gas Generator |  | Fumigation | CFU | 30000000 |  |  | 14.25 | cm^2 | 0.001425 | m^2 | combined |  |  | 3000 | ppm |  |  |  | 28.5 |  | 50 | Galvanized Metal Ductwork |  | 180 |  | ≥ | 7.48 | LR | [5 empty] | 3 | [10 empty] | steel |  | /cm^2 | 3000 |  |  | 0 | 7.48
Rogers 2006 Technology Evaluation Report on Evaluation of Chlorine Dioxide Gas Generator |  | Fumigation | CFU | 30000000 |  |  | 14.25 | cm^2 | 0.001425 | m^2 | combined |  |  | 3000 | ppm |  |  |  | 28.5 |  | 50 | Glass |  | 180 |  | ≥ | 7.07 | LR | [5 empty] | 3 | [10 empty] | glass |  | /cm^2 | 3000 |  |  | 0 | 7.07
Rogers 2006 Technology Evaluation Report on Evaluation of Chlorine Dioxide Gas Generator |  | Fumigation | CFU | 30000000 |  |  | 14.25 | cm^2 | 0.001425 | m^2 | combined |  |  | 3000 | ppm |  |  |  | 28.5 |  | 50 | Industrial-Grade Carpet |  | 180 |  | ≥ | 7.33 | LR | [5 empty] | 3 | bleaching | [9 empty] | carpet |  | /cm^2 | 3000 |  |  | 0 | 7.33
Rogers 2006 Technology Evaluation Report on Evaluation of Chlorine Dioxide Gas Generator |  | Fumigation | CFU | 30000000 |  |  | 14.25 | cm^2 | 0.001425 | m^2 | combined |  |  | 3000 | ppm |  |  |  | 28.5 |  | 50 | Painted Concrete |  | 180 |  | ≥ | 6.63 | LR | [5 empty] | 3 | [10 empty] | painted concrete |  | /cm^2 | 3000 |  |  | 0 | 6.63
Rogers 2006 Technology Evaluation Report on Evaluation of Chlorine Dioxide Gas Generator |  | Fumigation | CFU | 30000000 |  |  | 14.25 | cm^2 | 0.001425 | m^2 | combined |  |  | 3000 | ppm |  |  |  | 28.5 |  | 50 | Painted Wallboard Paper |  | 180 |  | ≥ | 6.58 | LR | [5 empty] | 3 | [10 empty] | wallboard |  | /cm^2 | 3000 |  |  | 0 | 6.58
USEPA 2010 Persistence Testing and Evaluation of Fumigation Technologies for Decontamition of Building Materials Contamited with Biological Agents |  | Fumigation | CFU | 30000000 |  |  | 14.25 | cm^2 | 0.001425 | m^2 | combined |  |  | 3000 | ppmv |  |  |  | 23 |  | 40 | Aluminum |  | 20 |  |  | 0.17 | LR | 0.23 | SD |  |  |  | 5 | No damage | [11 empty] | /cm^2 | 3000
USEPA 2010 Persistence Testing and Evaluation of Fumigation Technologies for Decontamition of Building Materials Contamited with Biological Agents |  | Fumigation | CFU | 30000000 |  |  | 1.69 | cm^2 | 0.000169 | m^2 | combined |  |  | 3000 | ppmv |  |  |  | 23 |  | 40 | Keyboard |  | 20 |  | ≥ | 6.57 | LR | 0 | SD |  |  |  | 5 | No damage | [11 empty] | /cm^2 | 3000 |  |  | 0 | 6.57
USEPA 2010 Persistence Testing and Evaluation of Fumigation Technologies for Decontamition of Building Materials Contamited with Biological Agents |  | Fumigation | CFU | 30000000 |  |  | 14.25 | cm^2 | 0.001425 | m^2 | combined |  |  | 3000 | ppmv |  |  |  | 23 |  | 40 | Carpet |  | 20 |  |  | 2.22 | LR | 0.61 | SD |  |  |  | 5 | No damage | [9 empty] | carpet |  | /cm^2 | 3000
USEPA 2010 Persistence Testing and Evaluation of Fumigation Technologies for Decontamition of Building Materials Contamited with Biological Agents |  | Fumigation | CFU | 30000000 |  |  | 14.25 | cm^2 | 0.001425 | m^2 | combined |  |  | 3000 | ppmv |  |  |  | 23 |  | 40 | painted joint tape |  | 20 |  |  | 3.28 | LR | 0.8 | SD |  |  |  | 5 | No damage | [11 empty] | /cm^2 | 3000
USEPA 2010 Persistence Testing and Evaluation of Fumigation Technologies for Decontamition of Building Materials Contamited with Biological Agents |  | Fumigation | CFU | 30000000 |  |  | 14.25 | cm^2 | 0.001425 | m^2 | combined |  |  | 3000 | ppmv |  |  |  | 23 |  | 40 | Aluminum |  | 40 |  |  | 0.64 | LR | 0.12 | SD |  |  |  | 5 | No damage | [11 empty] | /cm^2 | 3000
USEPA 2010 Persistence Testing and Evaluation of Fumigation Technologies for Decontamition of Building Materials Contamited with Biological Agents |  | Fumigation | CFU | 30000000 |  |  | 1.69 | cm^2 | 0.000169 | m^2 | combined |  |  | 3000 | ppmv |  |  |  | 23 |  | 40 | Keyboard |  | 40 |  | ≥ | 6.57 | LR | 0 | SD |  |  |  | 5 | No damage | [11 empty] | /cm^2 | 3000 |  |  | 0 | 6.57
USEPA 2010 Persistence Testing and Evaluation of Fumigation Technologies for Decontamition of Building Materials Contamited with Biological Agents |  | Fumigation | CFU | 30000000 |  |  | 14.25 | cm^2 | 0.001425 | m^2 | combined |  |  | 3000 | ppmv |  |  |  | 23 |  | 40 | Carpet |  | 40 |  |  | 2.84 | LR | 0.24 | SD |  |  |  | 5 | No damage | [9 empty] | carpet |  | /cm^2 | 3000
USEPA 2010 Persistence Testing and Evaluation of Fumigation Technologies for Decontamition of Building Materials Contamited with Biological Agents |  | Fumigation | CFU | 30000000 |  |  | 14.25 | cm^2 | 0.001425 | m^2 | combined |  |  | 3000 | ppmv |  |  |  | 23 |  | 40 | painted joint tape |  | 40 |  |  | 2.65 | LR | 0.26 | SD |  |  |  | 5 | No damage | [11 empty] | /cm^2 | 3000
USEPA 2010 Persistence Testing and Evaluation of Fumigation Technologies for Decontamition of Building Materials Contamited with Biological Agents |  | Fumigation | CFU | 30000000 |  |  | 14.25 | cm^2 | 0.001425 | m^2 | combined |  |  | 3000 | ppmv |  |  |  | 23 |  | 40 | Aluminum |  | 60 |  |  | 0.58 | LR | 0.25 | SD |  |  |  | 5 | No damage | [11 empty] | /cm^2 | 3000
USEPA 2010 Persistence Testing and Evaluation of Fumigation Technologies for Decontamition of Building Materials Contamited with Biological Agents |  | Fumigation | CFU | 30000000 |  |  | 1.69 | cm^2 | 0.000169 | m^2 | combined |  |  | 3000 | ppmv |  |  |  | 23 |  | 40 | Keyboard |  | 60 |  | ≥ | 6.57 | LR | 0 | SD |  |  |  | 5 | No damage | [11 empty] | /cm^2 | 3000 |  |  | 0 | 6.57
USEPA 2010 Persistence Testing and Evaluation of Fumigation Technologies for Decontamition of Building Materials Contamited with Biological Agents |  | Fumigation | CFU | 30000000 |  |  | 14.25 | cm^2 | 0.001425 | m^2 | combined |  |  | 3000 | ppmv |  |  |  | 23 |  | 40 | Carpet |  | 60 |  |  | 5.41 | LR | 1.24 | SD |  |  |  | 5 | No damage | [9 empty] | carpet |  | /cm^2 | 3000
USEPA 2010 Persistence Testing and Evaluation of Fumigation Technologies for Decontamition of Building Materials Contamited with Biological Agents |  | Fumigation | CFU | 30000000 |  |  | 14.25 | cm^2 | 0.001425 | m^2 | combined |  |  | 3000 | ppmv |  |  |  | 23 |  | 40 | painted joint tape |  | 60 |  |  | 3.29 | LR | 0.96 | SD |  |  |  | 5 | No damage | [11 empty] | /cm^2 | 3000
USEPA 2010 Persistence Testing and Evaluation of Fumigation Technologies for Decontamition of Building Materials Contamited with Biological Agents |  | Fumigation | CFU | 30000000 |  |  | 14.25 | cm^2 | 0.001425 | m^2 | combined |  |  | 3000 | ppmv |  |  |  | 23 |  | 40 | Aluminum |  | 90 |  |  | 1.54 | LR | 0.67 | SD |  |  |  | 5 | No damage | [11 empty] | /cm^2 | 3000
USEPA 2010 Persistence Testing and Evaluation of Fumigation Technologies for Decontamition of Building Materials Contamited with Biological Agents |  | Fumigation | CFU | 30000000 |  |  | 1.69 | cm^2 | 0.000169 | m^2 | combined |  |  | 3000 | ppmv |  |  |  | 23 |  | 40 | Keyboard |  | 90 |  | ≥ | 6.57 | LR | 0 | SD |  |  |  | 5 | No damage | [11 empty] | /cm^2 | 3000 |  |  | 0 | 6.57
USEPA 2010 Persistence Testing and Evaluation of Fumigation Technologies for Decontamition of Building Materials Contamited with Biological Agents |  | Fumigation | CFU | 30000000 |  |  | 14.25 | cm^2 | 0.001425 | m^2 | combined |  |  | 3000 | ppmv |  |  |  | 23 |  | 40 | Carpet |  | 90 |  |  | 5.67 | LR | 1.49 | SD |  |  |  | 5 | No damage | [9 empty] | carpet |  | /cm^2 | 3000
USEPA 2010 Persistence Testing and Evaluation of Fumigation Technologies for Decontamition of Building Materials Contamited with Biological Agents |  | Fumigation | CFU | 30000000 |  |  | 14.25 | cm^2 | 0.001425 | m^2 | combined |  |  | 3000 | ppmv |  |  |  | 23 |  | 40 | painted joint tape |  | 90 |  |  | 2.68 | LR | 0.42 | SD |  |  |  | 5 | No damage | [11 empty] | /cm^2 | 3000
USEPA 2010 Persistence Testing and Evaluation of Fumigation Technologies for Decontamition of Building Materials Contamited with Biological Agents |  | Fumigation | CFU | 30000000 |  |  | 14.25 | cm^2 | 0.001425 | m^2 | combined |  |  | 3000 | ppmv |  |  |  | 23 |  | 40 | Aluminum |  | 180 |  |  | 4.88 | LR | 1.66 | SD |  |  |  | 5 | darkening | [11 empty] | /cm^2 | 3000
USEPA 2010 Persistence Testing and Evaluation of Fumigation Technologies for Decontamition of Building Materials Contamited with Biological Agents |  | Fumigation | CFU | 30000000 |  |  | 1.69 | cm^2 | 0.000169 | m^2 | combined |  |  | 3000 | ppmv |  |  |  | 23 |  | 40 | Keyboard |  | 180 |  | ≥ | 6.57 | LR | 0 | SD |  |  |  | 5 | No damage | [11 empty] | /cm^2 | 3000 |  |  | 0 | 6.57
USEPA 2010 Persistence Testing and Evaluation of Fumigation Technologies for Decontamition of Building Materials Contamited with Biological Agents |  | Fumigation | CFU | 30000000 |  |  | 14.25 | cm^2 | 0.001425 | m^2 | combined |  |  | 3000 | ppmv |  |  |  | 23 |  | 40 | Carpet |  | 180 |  | ≥ | 6.74 | LR | 0 | SD |  |  |  | 5 | No damage | [9 empty] | carpet |  | /cm^2 | 3000 |  |  | 0 | 6.74
USEPA 2010 Persistence Testing and Evaluation of Fumigation Technologies for Decontamition of Building Materials Contamited with Biological Agents |  | Fumigation | CFU | 30000000 |  |  | 14.25 | cm^2 | 0.001425 | m^2 | combined |  |  | 3000 | ppmv |  |  |  | 23 |  | 40 | painted joint tape |  | 180 |  |  | 2.93 | LR | 0.55 | SD |  |  |  | 5 | No damage | [11 empty] | /cm^2 | 3000
USEPA 2010 Persistence Testing and Evaluation of Fumigation Technologies for Decontamition of Building Materials Contamited with Biological Agents |  | Fumigation | CFU | 30000000 |  |  | 14.25 | cm^2 | 0.001425 | m^2 | combined |  |  | 3000 | ppmv |  |  |  | 23 |  | 75 | Aluminum |  | 20 |  |  | 5.95 | LR | 1.32 | SD |  |  |  | 5 | No damage | [11 empty] | /cm^2 | 3000
USEPA 2010 Persistence Testing and Evaluation of Fumigation Technologies for Decontamition of Building Materials Contamited with Biological Agents |  | Fumigation | CFU | 30000000 |  |  | 1.69 | cm^2 | 0.000169 | m^2 | combined |  |  | 3000 | ppmv |  |  |  | 23 |  | 75 | Keyboard |  | 20 |  |  | 6.65 | LR | 0.68 | SD |  |  |  | 5 | No damage | [11 empty] | /cm^2 | 3000
USEPA 2010 Persistence Testing and Evaluation of Fumigation Technologies for Decontamition of Building Materials Contamited with Biological Agents |  | Fumigation | CFU | 30000000 |  |  | 14.25 | cm^2 | 0.001425 | m^2 | combined |  |  | 3000 | ppmv |  |  |  | 23 |  | 75 | Carpet |  | 20 |  |  | 2.68 | LR | 0.31 | SD |  |  |  | 5 | No damage | [9 empty] | carpet |  | /cm^2 | 3000
USEPA 2010 Persistence Testing and Evaluation of Fumigation Technologies for Decontamition of Building Materials Contamited with Biological Agents |  | Fumigation | CFU | 30000000 |  |  | 14.25 | cm^2 | 0.001425 | m^2 | combined |  |  | 3000 | ppmv |  |  |  | 23 |  | 75 | painted joint tape |  | 20 |  |  | 5.69 | LR | 1.27 | SD |  |  |  | 5 | No damage | [11 empty] | /cm^2 | 3000
USEPA 2010 Persistence Testing and Evaluation of Fumigation Technologies for Decontamition of Building Materials Contamited with Biological Agents |  | Fumigation | CFU | 30000000 |  |  | 14.25 | cm^2 | 0.001425 | m^2 | combined |  |  | 3000 | ppmv |  |  |  | 23 |  | 75 | Aluminum |  | 40 |  |  | 4.97 | LR | 1.15 | SD |  |  |  | 5 | No damage | [11 empty] | /cm^2 | 3000
USEPA 2010 Persistence Testing and Evaluation of Fumigation Technologies for Decontamition of Building Materials Contamited with Biological Agents |  | Fumigation | CFU | 30000000 |  |  | 1.69 | cm^2 | 0.000169 | m^2 | combined |  |  | 3000 | ppmv |  |  |  | 23 |  | 75 | Keyboard |  | 40 |  | ≥ | 7.15 | LR | 0 | SD |  |  |  | 5 | No damage | [11 empty] | /cm^2 | 3000 |  |  | 0 | 7.15
USEPA 2010 Persistence Testing and Evaluation of Fumigation Technologies for Decontamition of Building Materials Contamited with Biological Agents |  | Fumigation | CFU | 30000000 |  |  | 14.25 | cm^2 | 0.001425 | m^2 | combined |  |  | 3000 | ppmv |  |  |  | 23 |  | 75 | Carpet |  | 40 |  |  | 3.4 | LR | 0.35 | SD |  |  |  | 5 | No damage | [9 empty] | carpet |  | /cm^2 | 3000
USEPA 2010 Persistence Testing and Evaluation of Fumigation Technologies for Decontamition of Building Materials Contamited with Biological Agents |  | Fumigation | CFU | 30000000 |  |  | 14.25 | cm^2 | 0.001425 | m^2 | combined |  |  | 3000 | ppmv |  |  |  | 23 |  | 75 | painted joint tape |  | 40 |  |  | 6.04 | LR | 0.92 | SD |  |  |  | 5 | No damage | [11 empty] | /cm^2 | 3000
USEPA 2010 Persistence Testing and Evaluation of Fumigation Technologies for Decontamition of Building Materials Contamited with Biological Agents |  | Fumigation | CFU | 30000000 |  |  | 14.25 | cm^2 | 0.001425 | m^2 | combined |  |  | 3000 | ppmv |  |  |  | 23 |  | 75 | Aluminum |  | 60 |  |  | 4.99 | LR | 1.29 | SD |  |  |  | 5 | No damage | [11 empty] | /cm^2 | 3000
USEPA 2010 Persistence Testing and Evaluation of Fumigation Technologies for Decontamition of Building Materials Contamited with Biological Agents |  | Fumigation | CFU | 30000000 |  |  | 1.69 | cm^2 | 0.000169 | m^2 | combined |  |  | 3000 | ppmv |  |  |  | 23 |  | 75 | Keyboard |  | 60 |  | ≥ | 6.95 | LR | 0 | SD |  |  |  | 5 | No damage | [11 empty] | /cm^2 | 3000 |  |  | 0 | 6.95
USEPA 2010 Persistence Testing and Evaluation of Fumigation Technologies for Decontamition of Building Materials Contamited with Biological Agents |  | Fumigation | CFU | 30000000 |  |  | 14.25 | cm^2 | 0.001425 | m^2 | combined |  |  | 3000 | ppmv |  |  |  | 23 |  | 75 | Carpet |  | 60 |  |  | 4.52 | LR | 0.57 | SD |  |  |  | 5 | No damage | [9 empty] | carpet |  | /cm^2 | 3000
USEPA 2010 Persistence Testing and Evaluation of Fumigation Technologies for Decontamition of Building Materials Contamited with Biological Agents |  | Fumigation | CFU | 30000000 |  |  | 14.25 | cm^2 | 0.001425 | m^2 | combined |  |  | 3000 | ppmv |  |  |  | 23 |  | 75 | painted joint tape |  | 60 |  |  | 5.31 | LR | 1 | SD |  |  |  | 5 | No damage | [11 empty] | /cm^2 | 3000
USEPA 2010 Persistence Testing and Evaluation of Fumigation Technologies for Decontamition of Building Materials Contamited with Biological Agents |  | Fumigation | CFU | 30000000 |  |  | 14.25 | cm^2 | 0.001425 | m^2 | combined |  |  | 3000 | ppmv |  |  |  | 23 |  | 75 | Aluminum |  | 90 |  |  | 5.35 | LR | 1.44 | SD |  |  |  | 5 | No damage | [11 empty] | /cm^2 | 3000
USEPA 2010 Persistence Testing and Evaluation of Fumigation Technologies for Decontamition of Building Materials Contamited with Biological Agents |  | Fumigation | CFU | 30000000 |  |  | 1.69 | cm^2 | 0.000169 | m^2 | combined |  |  | 3000 | ppmv |  |  |  | 23 |  | 75 | Keyboard |  | 90 |  | ≥ | 6.96 | LR | 0 | SD |  |  |  | 5 | No damage | [11 empty] | /cm^2 | 3000 |  |  | 0 | 6.96
USEPA 2010 Persistence Testing and Evaluation of Fumigation Technologies for Decontamition of Building Materials Contamited with Biological Agents |  | Fumigation | CFU | 30000000 |  |  | 14.25 | cm^2 | 0.001425 | m^2 | combined |  |  | 3000 | ppmv |  |  |  | 23 |  | 75 | Carpet |  | 90 |  | ≥ | 6.57 | LR | 0 | SD |  |  |  | 5 | No damage | [9 empty] | carpet |  | /cm^2 | 3000 |  |  | 0 | 6.57
USEPA 2010 Persistence Testing and Evaluation of Fumigation Technologies for Decontamition of Building Materials Contamited with Biological Agents |  | Fumigation | CFU | 30000000 |  |  | 14.25 | cm^2 | 0.001425 | m^2 | combined |  |  | 3000 | ppmv |  |  |  | 23 |  | 75 | painted joint tape |  | 90 |  | ≥ | 6.56 | LR | 0 | SD |  |  |  | 5 | No damage | [11 empty] | /cm^2 | 3000 |  |  | 0 | 6.56
USEPA 2010 Persistence Testing and Evaluation of Fumigation Technologies for Decontamition of Building Materials Contamited with Biological Agents |  | Fumigation | CFU | 30000000 |  |  | 14.25 | cm^2 | 0.001425 | m^2 | combined |  |  | 3000 | ppmv |  |  |  | 23 |  | 75 | Aluminum |  | 180 |  |  | 6.19 | LR | 0.92 | SD |  |  |  | 5 | darkening | [11 empty] | /cm^2 | 3000
USEPA 2010 Persistence Testing and Evaluation of Fumigation Technologies for Decontamition of Building Materials Contamited with Biological Agents |  | Fumigation | CFU | 30000000 |  |  | 1.69 | cm^2 | 0.000169 | m^2 | combined |  |  | 3000 | ppmv |  |  |  | 23 |  | 75 | Keyboard |  | 180 |  | ≥ | 7.22 | LR | 0 | SD |  |  |  | 5 | No damage | [11 empty] | /cm^2 | 3000 |  |  | 0 | 7.22
USEPA 2010 Persistence Testing and Evaluation of Fumigation Technologies for Decontamition of Building Materials Contamited with Biological Agents |  | Fumigation | CFU | 30000000 |  |  | 14.25 | cm^2 | 0.001425 | m^2 | combined |  |  | 3000 | ppmv |  |  |  | 23 |  | 75 | Carpet |  | 180 |  | ≥ | 6.78 | LR | 0 | SD |  |  |  | 5 | No damage | [9 empty] | carpet |  | /cm^2 | 3000 |  |  | 0 | 6.78
USEPA 2010 Persistence Testing and Evaluation of Fumigation Technologies for Decontamition of Building Materials Contamited with Biological Agents |  | Fumigation | CFU | 30000000 |  |  | 14.25 | cm^2 | 0.001425 | m^2 | combined |  |  | 3000 | ppmv |  |  |  | 23 |  | 75 | painted joint tape |  | 180 |  | ≥ | 6.5 | LR | 0 | SD |  |  |  | 5 | No damage | [11 empty] | /cm^2 | 3000 |  |  | 0 | 6.5
USEPA 2010 Persistence Testing and Evaluation of Fumigation Technologies for Decontamition of Building Materials Contamited with Biological Agents |  | Fumigation | CFU | 30000000 |  |  | 14.25 | cm^2 | 0.001425 | m^2 | combined |  |  | 0 |  |  |  |  | 22 |  | 75 | Carpet | Fumigate 10 min at 8 g/min; dwell at 0.8 g/min | 15 |  |  | 0.82 | LR | 0.26 | SD |  |  |  | 5 | No damage | [9 empty] | carpet |  | /cm^2
USEPA 2010 Persistence Testing and Evaluation of Fumigation Technologies for Decontamition of Building Materials Contamited with Biological Agents |  | Fumigation | CFU | 30000000 |  |  | 14.25 | cm^2 | 0.001425 | m^2 | combined |  |  | 0 |  |  |  |  | 22 |  | 75 | Carpet | Fumigate 10 min at 8 g/min; dwell at 0.8 g/min | 30 |  |  | 1.49 | LR | 0.52 | SD |  |  |  | 5 | No damage | [9 empty] | carpet |  | /cm^2
USEPA 2010 Persistence Testing and Evaluation of Fumigation Technologies for Decontamition of Building Materials Contamited with Biological Agents |  | Fumigation | CFU | 30000000 |  |  | 14.25 | cm^2 | 0.001425 | m^2 | combined |  |  | 0 |  |  |  |  | 22 |  | 75 | Carpet | Fumigate 10 min at 8 g/min; dwell at 0.8 g/min | 60 |  | ≥ | 6.65 | LR | 0 | SD |  |  |  | 5 | No damage | [9 empty] | carpet |  | /cm^2 |  |  |  | 0 | 6.65
USEPA 2010 Persistence Testing and Evaluation of Fumigation Technologies for Decontamition of Building Materials Contamited with Biological Agents |  | Fumigation | CFU | 30000000 |  |  | 14.25 | cm^2 | 0.001425 | m^2 | combined |  |  | 0 |  |  |  |  | 22 |  | 75 | Carpet | Fumigate 10 min at 8 g/min; dwell at 0.8 g/min | 90 |  |  | 4.59 | LR | 2.82 | SD |  |  |  | 5 | No damage | [9 empty] | carpet |  | /cm^2
USEPA 2010 Persistence Testing and Evaluation of Fumigation Technologies for Decontamition of Building Materials Contamited with Biological Agents |  | Fumigation | CFU | 30000000 |  |  | 14.25 | cm^2 | 0.001425 | m^2 | combined |  |  | 0 |  |  |  |  | 22 |  | 75 | Carpet | Fumigate 10 min at 8 g/min; dwell at 0.8 g/min | 120 |  |  | 4.74 | LR | 2.61 | SD |  |  |  | 5 | No damage | [9 empty] | carpet |  | /cm^2
USEPA 2010 Persistence Testing and Evaluation of Fumigation Technologies for Decontamition of Building Materials Contamited with Biological Agents |  | Fumigation | CFU | 30000000 |  |  | 14.25 | cm^2 | 0.001425 | m^2 | combined |  |  | 0 |  |  |  |  | 22 |  | 75 | Carpet | Fumigate 10 min at 8 g/min; dwell at 0.8 g/min | 180 |  | ≥ | 6.65 | LR | 0 | SD |  |  |  | 5 | No damage | [9 empty] | carpet |  | /cm^2 |  |  |  | 0 | 6.65
USEPA 2010 Persistence Testing and Evaluation of Fumigation Technologies for Decontamition of Building Materials Contamited with Biological Agents |  | Fumigation | CFU | 30000000 |  |  | 14.25 | cm^2 | 0.001425 | m^2 | combined |  |  | 0 |  |  |  |  | 22 |  | 75 | Carpet | Fumigate 5 min at 4 g/min; dwell at 0.8 g/min | 15 |  |  | 0.33 | LR | 0.32 | SD |  |  |  | 5 | No damage | [9 empty] | carpet |  | /cm^2
USEPA 2010 Persistence Testing and Evaluation of Fumigation Technologies for Decontamition of Building Materials Contamited with Biological Agents |  | Fumigation | CFU | 30000000 |  |  | 14.25 | cm^2 | 0.001425 | m^2 | combined |  |  | 0 |  |  |  |  | 22 |  | 75 | Carpet | Fumigate 5 min at 4 g/min; dwell at 0.8 g/min | 30 |  |  | 0.47 | LR | 0.09 | SD |  |  |  | 5 | No damage | [9 empty] | carpet |  | /cm^2
USEPA 2010 Persistence Testing and Evaluation of Fumigation Technologies for Decontamition of Building Materials Contamited with Biological Agents |  | Fumigation | CFU | 30000000 |  |  | 14.25 | cm^2 | 0.001425 | m^2 | combined |  |  | 0 |  |  |  |  | 22 |  | 75 | Carpet | Fumigate 5 min at 4 g/min; dwell at 0.8 g/min | 60 |  |  | 1.62 | LR | 1.28 | SD |  |  |  | 5 | No damage | [9 empty] | carpet |  | /cm^2
USEPA 2010 Persistence Testing and Evaluation of Fumigation Technologies for Decontamition of Building Materials Contamited with Biological Agents |  | Fumigation | CFU | 30000000 |  |  | 14.25 | cm^2 | 0.001425 | m^2 | combined |  |  | 0 |  |  |  |  | 22 |  | 75 | Carpet | Fumigate 5 min at 4 g/min; dwell at 0.8 g/min | 90 |  |  | 0.99 | LR | 0.27 | SD |  |  |  | 5 | No damage | [9 empty] | carpet |  | /cm^2
USEPA 2010 Persistence Testing and Evaluation of Fumigation Technologies for Decontamition of Building Materials Contamited with Biological Agents |  | Fumigation | CFU | 30000000 |  |  | 14.25 | cm^2 | 0.001425 | m^2 | combined |  |  | 0 |  |  |  |  | 22 |  | 75 | Carpet | Fumigate 10 min at 8 g/min; dwell at 0.8 g/min | 60 |  |  | 4.14 | LR | 2.26 | SD |  |  |  | 5 | No damage | [9 empty] | carpet |  | /cm^2
USEPA 2010 Persistence Testing and Evaluation of Fumigation Technologies for Decontamition of Building Materials Contamited with Biological Agents |  | Fumigation | CFU | 30000000 |  |  | 14.25 | cm^2 | 0.001425 | m^2 | combined |  |  | 0 |  |  |  |  | 22 |  | 75 | Carpet | Fumigate 10 min at 8 g/min; dwell at 0.8 g/min | 120 |  |  | 3.22 | LR | 2.97 | SD |  |  |  | 5 | No damage | [9 empty] | carpet |  | /cm^2
USEPA 2010 Persistence Testing and Evaluation of Fumigation Technologies for Decontamition of Building Materials Contamited with Biological Agents |  | Fumigation | CFU | 30000000 |  |  | 14.25 | cm^2 | 0.001425 | m^2 | combined |  |  | 0 |  |  |  |  | 22 |  | 75 | Carpet | Fumigate 10 min at 8 g/min; dwell at 0.8 g/min | 180 |  |  | 3.71 | LR | 2.52 | SD |  |  |  | 5 | No damage | [9 empty] | carpet |  | /cm^2
USEPA 2010 Persistence Testing and Evaluation of Fumigation Technologies for Decontamition of Building Materials Contamited with Biological Agents |  | Fumigation | CFU | 30000000 |  |  | 14.25 | cm^2 | 0.001425 | m^2 | combined |  |  | 0 |  |  |  |  | 22 |  | 75 | Lamite | Fumigate 10 min at 8 g/min; dwell at 0.8 g/min | 180 |  | ≥ | 6.86 | LR | 0 | SD |  |  |  | 5 | No damage | [11 empty] | /cm^2 |  |  |  | 0 | 6.86
USEPA 2010 Persistence Testing and Evaluation of Fumigation Technologies for Decontamition of Building Materials Contamited with Biological Agents |  | Fumigation | CFU | 30000000 |  |  | 14.25 | cm^2 | 0.001425 | m^2 | combined |  |  | 0 |  |  |  |  | 22 |  | 75 | galvanized metal ductwork | Fumigate 10 min at 8 g/min; dwell at 0.8 g/min | 180 |  | ≥ | 6.46 | LR | 0 | SD |  |  |  | 5 | No damage | [9 empty] | steel |  | /cm^2 |  |  |  | 0 | 6.46
USEPA 2010 Persistence Testing and Evaluation of Fumigation Technologies for Decontamition of Building Materials Contamited with Biological Agents |  | Fumigation | CFU | 30000000 |  |  | 14.25 | cm^2 | 0.001425 | m^2 | combined |  |  | 0 |  |  |  |  | 22 |  | 75 | Carpet | Fumigate 10 min at 8 g/min; dwell at 0.8 g/min | 180 |  |  | 4.68 | LR | 2.84 | SD |  |  |  | 5 | No damage | [9 empty] | carpet |  | /cm^2
USEPA 2010 Persistence Testing and Evaluation of Fumigation Technologies for Decontamition of Building Materials Contamited with Biological Agents |  | Fumigation | CFU | 30000000 |  |  | 14.25 | cm^2 | 0.001425 | m^2 | combined |  |  | 0 |  |  |  |  | 22 |  | 75 | painted concrete | Fumigate 10 min at 8 g/min; dwell at 0.8 g/min | 180 |  |  | 5.46 | LR | 2.07 | SD |  |  |  | 5 | No damage | [9 empty] | painted concrete |  | /cm^2
USEPA 2010 Persistence Testing and Evaluation of Fumigation Technologies for Decontamition of Building Materials Contamited with Biological Agents |  | Fumigation | CFU | 30000000 |  |  | 14.25 | cm^2 | 0.001425 | m^2 | combined |  |  | 0 |  |  |  |  | 22 |  | 75 | untreated wood | Fumigate 10 min at 8 g/min; dwell at 0.8 g/min | 180 |  |  | 2.16 | LR | 0.64 | SD |  |  |  | 5 | No damage | [9 empty] | bare wood |  | /cm^2
USEPA 2010 Persistence Testing and Evaluation of Fumigation Technologies for Decontamition of Building Materials Contamited with Biological Agents |  | Fumigation | CFU | 30000000 |  |  | 14.25 | cm^2 | 0.001425 | m^2 | combined |  |  | 0 |  |  |  |  | 22 |  | 75 | Glass | Fumigate 10 min at 8 g/min; dwell at 0.8 g/min | 180 |  | ≥ | 6.79 | LR | 0 | SD |  |  |  | 5 | No damage | [9 empty] | glass |  | /cm^2 |  |  |  | 0 | 6.79
USEPA 2010 Persistence Testing and Evaluation of Fumigation Technologies for Decontamition of Building Materials Contamited with Biological Agents |  | Fumigation | CFU | 30000000 |  |  | 14.25 | cm^2 | 0.001425 | m^2 | combined |  |  | 0 |  |  |  |  | 22 |  | 75 | Ceiling Tile | Fumigate 10 min at 8 g/min; dwell at 0.8 g/min | 180 |  | ≥ | 5.82 | LR | 0 | SD |  |  |  | 5 | No damage | [9 empty] | ceiling tile |  | /cm^2 |  |  |  | 0 | 5.82
USEPA 2010 Persistence Testing and Evaluation of Fumigation Technologies for Decontamition of Building Materials Contamited with Biological Agents |  | Fumigation | CFU | 30000000 |  |  | 1.69 | cm^2 | 0.000169 | m^2 | combined |  |  | 0 |  |  |  |  | 22 |  | 45 | Keyboard | Fumigate 15 mL Injected Over 15 min | 30 |  | ≥ | 6.14 | LR | 0 | SD |  |  |  | 5 | No damage | [11 empty] | /cm^2 |  |  |  | 0 | 6.14
USEPA 2010 Persistence Testing and Evaluation of Fumigation Technologies for Decontamition of Building Materials Contamited with Biological Agents |  | Fumigation | CFU | 30000000 |  |  | 14.25 | cm^2 | 0.001425 | m^2 | combined |  |  | 0 |  |  |  |  | 22 |  | 45 | Carpet | Fumigate 15 mL Injected Over 15 min | 30 |  |  | 0.8 | LR | 0.16 | SD |  |  |  | 5 | No damage | [9 empty] | carpet |  | /cm^2
USEPA 2010 Persistence Testing and Evaluation of Fumigation Technologies for Decontamition of Building Materials Contamited with Biological Agents |  | Fumigation | CFU | 30000000 |  |  | 1.69 | cm^2 | 0.000169 | m^2 | combined |  |  | 0 |  |  |  |  | 22 |  | 45 | Keyboard | Fumigate 15 mL Injected Over 15 min | 60 |  | ≥ | 6.09 | LR | 0 | SD |  |  |  | 5 | No damage | [11 empty] | /cm^2 |  |  |  | 0 | 6.09
USEPA 2010 Persistence Testing and Evaluation of Fumigation Technologies for Decontamition of Building Materials Contamited with Biological Agents |  | Fumigation | CFU | 30000000 |  |  | 14.25 | cm^2 | 0.001425 | m^2 | combined |  |  | 0 |  |  |  |  | 22 |  | 45 | Carpet | Fumigate 15 mL Injected Over 15 min | 60 |  |  | 0.56 | LR | 0.19 | SD |  |  |  | 5 | No damage | [9 empty] | carpet |  | /cm^2
USEPA 2010 Persistence Testing and Evaluation of Fumigation Technologies for Decontamition of Building Materials Contamited with Biological Agents |  | Fumigation | CFU | 30000000 |  |  | 14.25 | cm^2 | 0.001425 | m^2 | combined |  |  | 0 |  |  |  |  | 22 |  | 45 | Carpet | Three Fumigate Cycles Totaling 50 mL Injected Over 3 x 15 min. Dwell Between Injections -- 45 min | 60 |  |  | 0.68 | LR | 0.17 | SD |  |  |  | 5 | No damage | [9 empty] | carpet |  | /cm^2
USEPA 2010 Persistence Testing and Evaluation of Fumigation Technologies for Decontamition of Building Materials Contamited with Biological Agents |  | Fumigation | CFU | 30000000 |  |  | 14.25 | cm^2 | 0.001425 | m^2 | combined |  |  | 0 |  |  |  |  | 22 |  | 45 | Carpet | Three Fumigate Cycles Totaling 50 mL Injected Over 3 x 15 min. Dwell Between Injections -- 45 min | 126 |  |  | 3.82 | LR | 2.61 | SD |  |  |  | 5 | No damage | [9 empty] | carpet |  | /cm^2
USEPA 2010 Persistence Testing and Evaluation of Fumigation Technologies for Decontamition of Building Materials Contamited with Biological Agents |  | Fumigation | CFU | 30000000 |  |  | 14.25 | cm^2 | 0.001425 | m^2 | combined |  |  | 0 |  |  |  |  | 22 |  | 45 | Carpet | Three Fumigate Cycles Totaling 50 mL Injected Over 3 x 15 min. Dwell Between Injections -- 45 min | 192 |  |  | 4.92 | LR | 2.39 | SD |  |  |  | 5 | No damage | [9 empty] | carpet |  | /cm^2
USEPA 2010 Persistence Testing and Evaluation of Fumigation Technologies for Decontamition of Building Materials Contamited with Biological Agents |  | Fumigation | CFU | 30000000 |  |  | 14.25 | cm^2 | 0.001425 | m^2 | combined |  |  | 0 |  |  |  |  | 22 |  | 45 | Aluminum | Fumigate 50 mL Injected Over 20 min | 75 |  | ≥ | 5.1 | LR | 0 | SD |  |  |  | 5 | No damage | [11 empty] | /cm^2 |  |  |  | 0 | 5.1
USEPA 2010 Persistence Testing and Evaluation of Fumigation Technologies for Decontamition of Building Materials Contamited with Biological Agents |  | Fumigation | CFU | 30000000 |  |  | 1.69 | cm^2 | 0.000169 | m^2 | combined |  |  | 0 |  |  |  |  | 22 |  | 45 | Keyboard | Fumigate 50 mL Injected Over 20 min | 75 |  | ≥ | 5.26 | LR | 0 | SD |  |  |  | 5 | No damage | [11 empty] | /cm^2 |  |  |  | 0 | 5.26
USEPA 2010 Persistence Testing and Evaluation of Fumigation Technologies for Decontamition of Building Materials Contamited with Biological Agents |  | Fumigation | CFU | 30000000 |  |  | 14.25 | cm^2 | 0.001425 | m^2 | combined |  |  | 0 |  |  |  |  | 22 |  | 45 | Carpet | Fumigate 50 mL Injected Over 20 min | 75 |  |  | 0.81 | LR | 0.41 | SD |  |  |  | 5 | No damage | [9 empty] | carpet |  | /cm^2
USEPA 2010 Persistence Testing and Evaluation of Fumigation Technologies for Decontamition of Building Materials Contamited with Biological Agents |  | Fumigation | CFU | 30000000 |  |  | 14.25 | cm^2 | 0.001425 | m^2 | combined |  |  | 0 |  |  |  |  | 22 |  | 45 | painted joint tape | Fumigate 50 mL Injected Over 20 min | 75 |  | ≥ | 6.26 | LR | 0 | SD |  |  |  | 5 | No damage | [11 empty] | /cm^2 |  |  |  | 0 | 6.26
USEPA 2010 Persistence Testing and Evaluation of Fumigation Technologies for Decontamition of Building Materials Contamited with Biological Agents |  | Fumigation | CFU | 30000000 |  |  | 14.25 | cm^2 | 0.001425 | m^2 | combined |  |  | 500 | ppmv |  |  |  | 25 |  | 75 | Aluminum |  | 30 |  | ≥ | 8.86 | LR | 0 | SD |  |  |  | 5 | No damage | [11 empty] | /cm^2 |  |  | 500 | 0 | 8.86
USEPA 2010 Persistence Testing and Evaluation of Fumigation Technologies for Decontamition of Building Materials Contamited with Biological Agents |  | Fumigation | CFU | 30000000 |  |  | 1.69 | cm^2 | 0.000169 | m^2 | combined |  |  | 500 | ppmv |  |  |  | 25 |  | 75 | Keyboard |  | 30 |  | ≥ | 8.6 | LR | 0 | SD |  |  |  | 5 | No damage | [11 empty] | /cm^2 |  |  | 500 | 0 | 8.6
USEPA 2010 Persistence Testing and Evaluation of Fumigation Technologies for Decontamition of Building Materials Contamited with Biological Agents |  | Fumigation | CFU | 30000000 |  |  | 14.25 | cm^2 | 0.001425 | m^2 | combined |  |  | 500 | ppmv |  |  |  | 25 |  | 75 | carpet |  | 30 |  |  | 4.31 | LR | 1.21 | SD |  |  |  | 5 | No damage | [9 empty] | carpet |  | /cm^2 |  |  | 500
USEPA 2010 Persistence Testing and Evaluation of Fumigation Technologies for Decontamition of Building Materials Contamited with Biological Agents |  | Fumigation | CFU | 30000000 |  |  | 14.25 | cm^2 | 0.001425 | m^2 | combined |  |  | 500 | ppmv |  |  |  | 25 |  | 75 | painted joint tape |  | 30 |  | ≥ | 8.73 | LR | 0 | SD |  |  |  | 5 | No damage | [11 empty] | /cm^2 |  |  | 500 | 0 | 8.73
USEPA 2010 Persistence Testing and Evaluation of Fumigation Technologies for Decontamition of Building Materials Contamited with Biological Agents |  | Fumigation | CFU | 30000000 |  |  | 14.25 | cm^2 | 0.001425 | m^2 | combined |  |  | 500 | ppmv |  |  |  | 25 |  | 75 | Aluminum |  | 60 |  | ≥ | 8.86 | LR | 0 | SD |  |  |  | 5 | No damage | [11 empty] | /cm^2 |  |  | 500 | 0 | 8.86
USEPA 2010 Persistence Testing and Evaluation of Fumigation Technologies for Decontamition of Building Materials Contamited with Biological Agents |  | Fumigation | CFU | 30000000 |  |  | 1.69 | cm^2 | 0.000169 | m^2 | combined |  |  | 500 | ppmv |  |  |  | 25 |  | 75 | Keyboard |  | 60 |  | ≥ | 8.6 | LR | 0 | SD |  |  |  | 5 | No damage | [11 empty] | /cm^2 |  |  | 500 | 0 | 8.6
USEPA 2010 Persistence Testing and Evaluation of Fumigation Technologies for Decontamition of Building Materials Contamited with Biological Agents |  | Fumigation | CFU | 30000000 |  |  | 14.25 | cm^2 | 0.001425 | m^2 | combined |  |  | 500 | ppmv |  |  |  | 25 |  | 75 | carpet |  | 60 |  |  | 6.7 | LR | 2.35 | SD |  |  |  | 5 | No damage | [9 empty] | carpet |  | /cm^2 |  |  | 500
USEPA 2010 Persistence Testing and Evaluation of Fumigation Technologies for Decontamition of Building Materials Contamited with Biological Agents |  | Fumigation | CFU | 30000000 |  |  | 14.25 | cm^2 | 0.001425 | m^2 | combined |  |  | 500 | ppmv |  |  |  | 25 |  | 75 | painted joint tape |  | 60 |  | ≥ | 8.73 | LR | 0 | SD |  |  |  | 5 | No damage | [11 empty] | /cm^2 |  |  | 500 | 0 | 8.73
USEPA 2010 Persistence Testing and Evaluation of Fumigation Technologies for Decontamition of Building Materials Contamited with Biological Agents |  | Fumigation | CFU | 30000000 |  |  | 14.25 | cm^2 | 0.001425 | m^2 | combined |  |  | 500 | ppmv |  |  |  | 25 |  | 75 | Aluminum |  | 120 |  | ≥ | 8.86 | LR | 0 | SD |  |  |  | 5 | No damage | [11 empty] | /cm^2 |  |  | 500 | 0 | 8.86
USEPA 2010 Persistence Testing and Evaluation of Fumigation Technologies for Decontamition of Building Materials Contamited with Biological Agents |  | Fumigation | CFU | 30000000 |  |  | 1.69 | cm^2 | 0.000169 | m^2 | combined |  |  | 500 | ppmv |  |  |  | 25 |  | 75 | Keyboard |  | 120 |  | ≥ | 8.6 | LR | 0 | SD |  |  |  | 5 | No damage | [11 empty] | /cm^2 |  |  | 500 | 0 | 8.6
USEPA 2010 Persistence Testing and Evaluation of Fumigation Technologies for Decontamition of Building Materials Contamited with Biological Agents |  | Fumigation | CFU | 30000000 |  |  | 14.25 | cm^2 | 0.001425 | m^2 | combined |  |  | 500 | ppmv |  |  |  | 25 |  | 75 | carpet |  | 120 |  | ≥ | 8.89 | LR | 0 | SD |  |  |  | 5 | No damage | [9 empty] | carpet |  | /cm^2 |  |  | 500 | 0 | 8.89
USEPA 2010 Persistence Testing and Evaluation of Fumigation Technologies for Decontamition of Building Materials Contamited with Biological Agents |  | Fumigation | CFU | 30000000 |  |  | 14.25 | cm^2 | 0.001425 | m^2 | combined |  |  | 500 | ppmv |  |  |  | 25 |  | 75 | painted joint tape |  | 120 |  | ≥ | 8.73 | LR | 0 | SD |  |  |  | 5 | No damage | [11 empty] | /cm^2 |  |  | 500 | 0 | 8.73
USEPA 2010 Persistence Testing and Evaluation of Fumigation Technologies for Decontamition of Building Materials Contamited with Biological Agents |  | Fumigation | CFU | 30000000 |  |  | 14.25 | cm^2 | 0.001425 | m^2 | combined |  |  | 500 | ppmv |  |  |  | 25 |  | 75 | Aluminum |  | 240 |  | ≥ | 8.86 | LR | 0 | SD |  |  |  | 5 | No damage | [11 empty] | /cm^2 |  |  | 500 | 0 | 8.86
USEPA 2010 Persistence Testing and Evaluation of Fumigation Technologies for Decontamition of Building Materials Contamited with Biological Agents |  | Fumigation | CFU | 30000000 |  |  | 1.69 | cm^2 | 0.000169 | m^2 | combined |  |  | 500 | ppmv |  |  |  | 25 |  | 75 | Keyboard |  | 240 |  | ≥ | 8.6 | LR | 0 | SD |  |  |  | 5 | No damage | [11 empty] | /cm^2 |  |  | 500 | 0 | 8.6
USEPA 2010 Persistence Testing and Evaluation of Fumigation Technologies for Decontamition of Building Materials Contamited with Biological Agents |  | Fumigation | CFU | 30000000 |  |  | 14.25 | cm^2 | 0.001425 | m^2 | combined |  |  | 500 | ppmv |  |  |  | 25 |  | 75 | carpet |  | 240 |  | ≥ | 8.89 | LR | 0 | SD |  |  |  | 5 | No damage | [9 empty] | carpet |  | /cm^2 |  |  | 500 | 0 | 8.89
USEPA 2010 Persistence Testing and Evaluation of Fumigation Technologies for Decontamition of Building Materials Contamited with Biological Agents |  | Fumigation | CFU | 30000000 |  |  | 14.25 | cm^2 | 0.001425 | m^2 | combined |  |  | 500 | ppmv |  |  |  | 25 |  | 75 | painted joint tape |  | 240 |  | ≥ | 8.73 | LR | 0 | SD |  |  |  | 5 | No damage | [11 empty] | /cm^2 |  |  | 500 | 0 | 8.73
USEPA 2010 Persistence Testing and Evaluation of Fumigation Technologies for Decontamition of Building Materials Contamited with Biological Agents |  | Fumigation | CFU | 30000000 |  |  | 14.25 | cm^2 | 0.001425 | m^2 | combined |  |  | 500 | ppmv |  |  |  | 25 |  | 75 | Aluminum | additiol 4 hour aeration | 240 |  | ≥ | 8.86 | LR | 0 | SD |  |  |  | 5 | No damage | [11 empty] | /cm^2 |  |  | 500 | 0 | 8.86
USEPA 2010 Persistence Testing and Evaluation of Fumigation Technologies for Decontamition of Building Materials Contamited with Biological Agents |  | Fumigation | CFU | 10000000 |  |  | 1.69 | cm^2 | 0.000169 | m^2 | combined |  |  | 500 | ppmv |  |  |  | 25 |  | 75 | Keyboard | additiol 4 hour aeration | 240 |  | ≥ | 8.6 | LR | 0 | SD |  |  |  | 5 | No damage | [11 empty] | /cm^2 |  |  | 500 | 0 | 8.6
USEPA 2010 Persistence Testing and Evaluation of Fumigation Technologies for Decontamition of Building Materials Contamited with Biological Agents |  | Fumigation | CFU | 10000000 |  |  | 14.25 | cm^2 | 0.001425 | m^2 | combined |  |  | 500 | ppmv |  |  |  | 25 |  | 75 | carpet | additiol 4 hour aeration | 240 |  | ≥ | 8.89 | LR | 0 | SD |  |  |  | 5 | No damage | [9 empty] | carpet |  | /cm^2 |  |  | 500 | 0 | 8.89
USEPA 2010 Persistence Testing and Evaluation of Fumigation Technologies for Decontamition of Building Materials Contamited with Biological Agents |  | Fumigation | CFU | 10000000 |  |  | 14.25 | cm^2 | 0.001425 | m^2 | combined |  |  | 500 | ppmv |  |  |  | 25 |  | 75 | painted joint tape | additiol 4 hour aeration | 240 |  | ≥ | 8.73 | LR | 0 | SD |  |  |  | 5 | No damage | [11 empty] | /cm^2 |  |  | 500 | 0 | 8.73
USEPA 2010 Persistence Testing and Evaluation of Fumigation Technologies for Decontamition of Building Materials Contamited with Biological Agents |  | Fumigation | CFU | 10000000 |  |  | 14.25 | cm^2 | 0.001425 | m^2 | combined |  |  | 500 | ppmv |  |  |  | 25 |  | 75 | Lamite |  | 30 |  | ≥ | 8.42 | LR | 0 | SD |  |  |  | 5 | No damage | [11 empty] | /cm^2 |  |  | 500 | 0 | 8.42
USEPA 2010 Persistence Testing and Evaluation of Fumigation Technologies for Decontamition of Building Materials Contamited with Biological Agents |  | Fumigation | CFU | 10000000 |  |  | 14.25 | cm^2 | 0.001425 | m^2 | combined |  |  | 500 | ppmv |  |  |  | 25 |  | 75 | galvanized metal ductwork |  | 30 |  | ≥ | 8.22 | LR | 0 | SD |  |  |  | 5 | No damage | [9 empty] | steel |  | /cm^2 |  |  | 500 | 0 | 8.22
USEPA 2010 Persistence Testing and Evaluation of Fumigation Technologies for Decontamition of Building Materials Contamited with Biological Agents |  | Fumigation | CFU | 10000000 |  |  | 14.25 | cm^2 | 0.001425 | m^2 | combined |  |  | 500 | ppmv |  |  |  | 25 |  | 75 | carpet |  | 30 |  |  | 3.44 | LR | 0.85 | SD |  |  |  | 5 | No damage | [9 empty] | carpet |  | /cm^2 |  |  | 500
USEPA 2010 Persistence Testing and Evaluation of Fumigation Technologies for Decontamition of Building Materials Contamited with Biological Agents |  | Fumigation | CFU | 10000000 |  |  | 14.25 | cm^2 | 0.001425 | m^2 | combined |  |  | 500 | ppmv |  |  |  | 25 |  | 75 | painted concrete |  | 30 |  |  | 7.8 | LR | 1.24 | SD |  |  |  | 5 | No damage | [9 empty] | painted concrete |  | /cm^2 |  |  | 500
USEPA 2010 Persistence Testing and Evaluation of Fumigation Technologies for Decontamition of Building Materials Contamited with Biological Agents |  | Fumigation | CFU | 10000000 |  |  | 14.25 | cm^2 | 0.001425 | m^2 | combined |  |  | 500 | ppmv |  |  |  | 25 |  | 75 | Lamite |  | 60 |  | ≥ | 8.42 | LR | 0 | SD |  |  |  | 5 | No damage | [11 empty] | /cm^2 |  |  | 500 | 0 | 8.42
USEPA 2010 Persistence Testing and Evaluation of Fumigation Technologies for Decontamition of Building Materials Contamited with Biological Agents |  | Fumigation | CFU | 10000000 |  |  | 14.25 | cm^2 | 0.001425 | m^2 | combined |  |  | 500 | ppmv |  |  |  | 25 |  | 75 | galvanized metal ductwork |  | 60 |  | ≥ | 8.22 | LR | 0 | SD |  |  |  | 5 | No damage | [9 empty] | steel |  | /cm^2 |  |  | 500 | 0 | 8.22
USEPA 2010 Persistence Testing and Evaluation of Fumigation Technologies for Decontamition of Building Materials Contamited with Biological Agents |  | Fumigation | CFU | 10000000 |  |  | 14.25 | cm^2 | 0.001425 | m^2 | combined |  |  | 500 | ppmv |  |  |  | 25 |  | 75 | carpet |  | 60 |  |  | 3.44 | LR | 0.85 | SD |  |  |  | 5 | No damage | [9 empty] | carpet |  | /cm^2 |  |  | 500
USEPA 2010 Persistence Testing and Evaluation of Fumigation Technologies for Decontamition of Building Materials Contamited with Biological Agents |  | Fumigation | CFU | 10000000 |  |  | 14.25 | cm^2 | 0.001425 | m^2 | combined |  |  | 500 | ppmv |  |  |  | 25 |  | 75 | painted concrete |  | 60 |  |  | 7.8 | LR | 1.24 | SD |  |  |  | 5 | No damage | [9 empty] | painted concrete |  | /cm^2 |  |  | 500
USEPA 2010 Persistence Testing and Evaluation of Fumigation Technologies for Decontamition of Building Materials Contamited with Biological Agents |  | Fumigation | CFU | 10000000 |  |  | 14.25 | cm^2 | 0.001425 | m^2 | combined |  |  | 500 | ppmv |  |  |  | 25 |  | 75 | Lamite |  | 120 |  | ≥ | 8.42 | LR | 0 | SD |  |  |  | 5 | No damage | [11 empty] | /cm^2 |  |  | 500 | 0 | 8.42
USEPA 2010 Persistence Testing and Evaluation of Fumigation Technologies for Decontamition of Building Materials Contamited with Biological Agents |  | Fumigation | CFU | 10000000 |  |  | 14.25 | cm^2 | 0.001425 | m^2 | combined |  |  | 500 | ppmv |  |  |  | 25 |  | 75 | galvanized metal ductwork |  | 120 |  | ≥ | 8.22 | LR | 0 | SD |  |  |  | 5 | No damage | [9 empty] | steel |  | /cm^2 |  |  | 500 | 0 | 8.22
USEPA 2010 Persistence Testing and Evaluation of Fumigation Technologies for Decontamition of Building Materials Contamited with Biological Agents |  | Fumigation | CFU | 10000000 |  |  | 14.25 | cm^2 | 0.001425 | m^2 | combined |  |  | 500 | ppmv |  |  |  | 25 |  | 75 | carpet |  | 120 |  |  | 3.44 | LR | 0.85 | SD |  |  |  | 5 | No damage | [9 empty] | carpet |  | /cm^2 |  |  | 500
USEPA 2010 Persistence Testing and Evaluation of Fumigation Technologies for Decontamition of Building Materials Contamited with Biological Agents |  | Fumigation | CFU | 10000000 |  |  | 14.25 | cm^2 | 0.001425 | m^2 | combined |  |  | 500 | ppmv |  |  |  | 25 |  | 75 | painted concrete |  | 120 |  |  | 7.8 | LR | 1.24 | SD |  |  |  | 5 | No damage | [9 empty] | painted concrete |  | /cm^2 |  |  | 500
USEPA 2010 Persistence Testing and Evaluation of Fumigation Technologies for Decontamition of Building Materials Contamited with Biological Agents |  | Fumigation | CFU | 10000000 |  |  | 14.25 | cm^2 | 0.001425 | m^2 | combined |  |  | 500 | ppmv |  |  |  | 25 |  | 75 | Lamite |  | 240 |  | ≥ | 8.42 | LR | 0 | SD |  |  |  | 5 | No damage | [11 empty] | /cm^2 |  |  | 500 | 0 | 8.42
USEPA 2010 Persistence Testing and Evaluation of Fumigation Technologies for Decontamition of Building Materials Contamited with Biological Agents |  | Fumigation | CFU | 10000000 |  |  | 14.25 | cm^2 | 0.001425 | m^2 | combined |  |  | 500 | ppmv |  |  |  | 25 |  | 75 | galvanized metal ductwork |  | 240 |  | ≥ | 8.22 | LR | 0 | SD |  |  |  | 5 | No damage | [9 empty] | steel |  | /cm^2 |  |  | 500 | 0 | 8.22
USEPA 2010 Persistence Testing and Evaluation of Fumigation Technologies for Decontamition of Building Materials Contamited with Biological Agents |  | Fumigation | CFU | 10000000 |  |  | 14.25 | cm^2 | 0.001425 | m^2 | combined |  |  | 500 | ppmv |  |  |  | 25 |  | 75 | carpet |  | 240 |  |  | 3.44 | LR | 0.85 | SD |  |  |  | 5 | No damage | [9 empty] | carpet |  | /cm^2 |  |  | 500
USEPA 2010 Persistence Testing and Evaluation of Fumigation Technologies for Decontamition of Building Materials Contamited with Biological Agents |  | Fumigation | CFU | 1000000 |  |  | 14.25 | cm^2 | 0.001425 | m^2 | combined |  |  | 500 | ppmv |  |  |  | 25 |  | 75 | painted concrete |  | 240 |  |  | 7.8 | LR | 1.24 | SD |  |  |  | 5 | No damage | [9 empty] | painted concrete |  | /cm^2 |  |  | 500
USEPA 2010 Persistence Testing and Evaluation of Fumigation Technologies for Decontamition of Building Materials Contamited with Biological Agents |  | Fumigation | CFU | 1000000 |  |  | 14.25 | cm^2 | 0.001425 | m^2 | combined |  |  | 500 | ppmv |  |  |  | 25 |  | 75 | Lamite | additiol 4 hour aeration | 240 |  | ≥ | 8.42 | LR | 0 | SD |  |  |  | 5 | No damage | [11 empty] | /cm^2 |  |  | 500 | 0 | 8.42
USEPA 2010 Persistence Testing and Evaluation of Fumigation Technologies for Decontamition of Building Materials Contamited with Biological Agents |  | Fumigation | CFU | 1000000 |  |  | 14.25 | cm^2 | 0.001425 | m^2 | combined |  |  | 500 | ppmv |  |  |  | 25 |  | 75 | galvanized metal ductwork | additiol 4 hour aeration | 240 |  | ≥ | 8.22 | LR | 0 | SD |  |  |  | 5 | No damage | [9 empty] | steel |  | /cm^2 |  |  | 500 | 0 | 8.22
USEPA 2010 Persistence Testing and Evaluation of Fumigation Technologies for Decontamition of Building Materials Contamited with Biological Agents |  | Fumigation | CFU | 1000000 |  |  | 14.25 | cm^2 | 0.001425 | m^2 | combined |  |  | 500 | ppmv |  |  |  | 25 |  | 75 | carpet | additiol 4 hour aeration | 240 |  |  | 3.44 | LR | 0.85 | SD |  |  |  | 5 | No damage | [9 empty] | carpet |  | /cm^2 |  |  | 500
USEPA 2010 Persistence Testing and Evaluation of Fumigation Technologies for Decontamition of Building Materials Contamited with Biological Agents |  | Fumigation | CFU | 1000000 |  |  | 14.25 | cm^2 | 0.001425 | m^2 | combined |  |  | 500 | ppmv |  |  |  | 25 |  | 75 | painted concrete | additiol 4 hour aeration | 240 |  |  | 7.8 | LR | 1.24 | SD |  |  |  | 5 | No damage | [9 empty] | painted concrete |  | /cm^2 |  |  | 500
USEPA 2010 Persistence Testing and Evaluation of Fumigation Technologies for Decontamition of Building Materials Contamited with Biological Agents |  | Fumigation | CFU | 1000000 |  |  | 14.25 | cm^2 | 0.001425 | m^2 | combined |  |  | 225 | ppmv |  |  |  | 25 |  | 75 | Lamite |  | 30 |  |  | 6.14 | LR | 0.82 | SD |  |  |  | 5 | No damage | [11 empty] | /cm^2 |  |  | 225
USEPA 2010 Persistence Testing and Evaluation of Fumigation Technologies for Decontamition of Building Materials Contamited with Biological Agents |  | Fumigation | CFU | 1000000 |  |  | 14.25 | cm^2 | 0.001425 | m^2 | combined |  |  | 225 | ppmv |  |  |  | 25 |  | 75 | galvanized metal ductwork |  | 30 |  | ≥ | 6.72 | LR | 0 | SD |  |  |  | 5 | No damage | [9 empty] | steel |  | /cm^2 |  |  | 225 | 0 | 6.72
USEPA 2010 Persistence Testing and Evaluation of Fumigation Technologies for Decontamition of Building Materials Contamited with Biological Agents |  | Fumigation | CFU | 1000000 |  |  | 14.25 | cm^2 | 0.001425 | m^2 | combined |  |  | 225 | ppmv |  |  |  | 25 |  | 75 | carpet |  | 30 |  |  | 1.27 | LR | 0.09 | SD |  |  |  | 5 | No damage | [9 empty] | carpet |  | /cm^2 |  |  | 225
USEPA 2010 Persistence Testing and Evaluation of Fumigation Technologies for Decontamition of Building Materials Contamited with Biological Agents |  | Fumigation | CFU | 1000000 |  |  | 14.25 | cm^2 | 0.001425 | m^2 | combined |  |  | 225 | ppmv |  |  |  | 25 |  | 75 | painted concrete |  | 30 |  |  | 5.28 | LR | 1.63 | SD |  |  |  | 5 | No damage | [9 empty] | painted concrete |  | /cm^2 |  |  | 225
USEPA 2010 Persistence Testing and Evaluation of Fumigation Technologies for Decontamition of Building Materials Contamited with Biological Agents |  | Fumigation | CFU | 1000000 |  |  | 14.25 | cm^2 | 0.001425 | m^2 | combined |  |  | 225 | ppmv |  |  |  | 25 |  | 75 | Lamite |  | 60 |  | ≥ | 6.51 | LR | 0 | SD |  |  |  | 5 | No damage | [11 empty] | /cm^2 |  |  | 225 | 0 | 6.51
USEPA 2010 Persistence Testing and Evaluation of Fumigation Technologies for Decontamition of Building Materials Contamited with Biological Agents |  | Fumigation | CFU | 1000000 |  |  | 14.25 | cm^2 | 0.001425 | m^2 | combined |  |  | 225 | ppmv |  |  |  | 25 |  | 75 | galvanized metal ductwork |  | 60 |  | ≥ | 6.72 | LR | 0 | SD |  |  |  | 5 | No damage | [9 empty] | steel |  | /cm^2 |  |  | 225 | 0 | 6.72
USEPA 2010 Persistence Testing and Evaluation of Fumigation Technologies for Decontamition of Building Materials Contamited with Biological Agents |  | Fumigation | CFU | 1000000 |  |  | 14.25 | cm^2 | 0.001425 | m^2 | combined |  |  | 225 | ppmv |  |  |  | 25 |  | 75 | carpet |  | 60 |  |  | 5.06 | LR | 1.67 | SD |  |  |  | 5 | No damage | [9 empty] | carpet |  | /cm^2 |  |  | 225
USEPA 2010 Persistence Testing and Evaluation of Fumigation Technologies for Decontamition of Building Materials Contamited with Biological Agents |  | Fumigation | CFU | 1000000 |  |  | 14.25 | cm^2 | 0.001425 | m^2 | combined |  |  | 225 | ppmv |  |  |  | 25 |  | 75 | painted concrete |  | 60 |  |  | 6.52 | LR | 0.68 | SD |  |  |  | 5 | No damage | [9 empty] | painted concrete |  | /cm^2 |  |  | 225
USEPA 2010 Persistence Testing and Evaluation of Fumigation Technologies for Decontamition of Building Materials Contamited with Biological Agents |  | Fumigation | CFU | 1000000 |  |  | 14.25 | cm^2 | 0.001425 | m^2 | combined |  |  | 225 | ppmv |  |  |  | 25 |  | 75 | Lamite |  | 120 |  | ≥ | 6.51 | LR | 0 | SD |  |  |  | 5 | No damage | [11 empty] | /cm^2 |  |  | 225 | 0 | 6.51
USEPA 2010 Persistence Testing and Evaluation of Fumigation Technologies for Decontamition of Building Materials Contamited with Biological Agents |  | Fumigation | CFU | 1000000 |  |  | 14.25 | cm^2 | 0.001425 | m^2 | combined |  |  | 225 | ppmv |  |  |  | 25 |  | 75 | galvanized metal ductwork |  | 120 |  | ≥ | 6.72 | LR | 0 | SD |  |  |  | 5 | No damage | [9 empty] | steel |  | /cm^2 |  |  | 225 | 0 | 6.72
USEPA 2010 Persistence Testing and Evaluation of Fumigation Technologies for Decontamition of Building Materials Contamited with Biological Agents |  | Fumigation | CFU | 1000000 |  |  | 14.25 | cm^2 | 0.001425 | m^2 | combined |  |  | 225 | ppmv |  |  |  | 25 |  | 75 | carpet |  | 120 |  |  | 6.39 | LR | 0.89 | SD |  |  |  | 5 | No damage | [9 empty] | carpet |  | /cm^2 |  |  | 225
USEPA 2010 Persistence Testing and Evaluation of Fumigation Technologies for Decontamition of Building Materials Contamited with Biological Agents |  | Fumigation | CFU | 1000000 |  |  | 14.25 | cm^2 | 0.001425 | m^2 | combined |  |  | 225 | ppmv |  |  |  | 25 |  | 75 | painted concrete |  | 120 |  |  | 6.83 | LR | 0.89 | SD |  |  |  | 5 | No damage | [9 empty] | painted concrete |  | /cm^2 |  |  | 225
USEPA 2010 Persistence Testing and Evaluation of Fumigation Technologies for Decontamition of Building Materials Contamited with Biological Agents |  | Fumigation | CFU | 1000000 |  |  | 14.25 | cm^2 | 0.001425 | m^2 | combined |  |  | 225 | ppmv |  |  |  | 25 |  | 75 | Lamite |  | 240 |  | ≥ | 6.51 | LR | 0 | SD |  |  |  | 5 | No damage | [11 empty] | /cm^2 |  |  | 225 | 0 | 6.51
USEPA 2010 Persistence Testing and Evaluation of Fumigation Technologies for Decontamition of Building Materials Contamited with Biological Agents |  | Fumigation | CFU | 10000000 |  |  | 14.25 | cm^2 | 0.001425 | m^2 | combined |  |  | 225 | ppmv |  |  |  | 25 |  | 75 | galvanized metal ductwork |  | 240 |  | ≥ | 6.72 | LR | 0 | SD |  |  |  | 5 | No damage | [9 empty] | steel |  | /cm^2 |  |  | 225 | 0 | 6.72
USEPA 2010 Persistence Testing and Evaluation of Fumigation Technologies for Decontamition of Building Materials Contamited with Biological Agents |  | Fumigation | CFU | 10000000 |  |  | 14.25 | cm^2 | 0.001425 | m^2 | combined |  |  | 225 | ppmv |  |  |  | 25 |  | 75 | carpet |  | 240 |  |  | 6.12 | LR | 0.92 | SD |  |  |  | 5 | No damage | [9 empty] | carpet |  | /cm^2 |  |  | 225
USEPA 2010 Persistence Testing and Evaluation of Fumigation Technologies for Decontamition of Building Materials Contamited with Biological Agents |  | Fumigation | CFU | 10000000 |  |  | 14.25 | cm^2 | 0.001425 | m^2 | combined |  |  | 225 | ppmv |  |  |  | 25 |  | 75 | painted concrete |  | 240 |  | ≥ | 6.83 | LR | 0 | SD |  |  |  | 5 | No damage | [9 empty] | painted concrete |  | /cm^2 |  |  | 225 | 0 | 6.83
USEPA 2010 Persistence Testing and Evaluation of Fumigation Technologies for Decontamition of Building Materials Contamited with Biological Agents |  | Fumigation | CFU | 10000000 |  |  | 14.25 | cm^2 | 0.001425 | m^2 | combined |  |  | 225 | ppmv |  |  |  | 25 |  | 75 | Lamite | additiol 4 hour aeration | 240 |  | ≥ | 6.51 | LR | 0 | SD |  |  |  | 5 | No damage | [11 empty] | /cm^2 |  |  | 225 | 0 | 6.51
USEPA 2010 Persistence Testing and Evaluation of Fumigation Technologies for Decontamition of Building Materials Contamited with Biological Agents |  | Fumigation | CFU | 10000000 |  |  | 14.25 | cm^2 | 0.001425 | m^2 | combined |  |  | 225 | ppmv |  |  |  | 25 |  | 75 | galvanized metal ductwork | additiol 4 hour aeration | 240 |  | ≥ | 6.72 | LR | 0 | SD |  |  |  | 5 | No damage | [9 empty] | steel |  | /cm^2 |  |  | 225 | 0 | 6.72
USEPA 2010 Persistence Testing and Evaluation of Fumigation Technologies for Decontamition of Building Materials Contamited with Biological Agents |  | Fumigation | CFU | 10000000 |  |  | 14.25 | cm^2 | 0.001425 | m^2 | combined |  |  | 225 | ppmv |  |  |  | 25 |  | 75 | carpet | additiol 4 hour aeration | 240 |  |  | 6.42 | LR | 0.82 | SD |  |  |  | 5 | No damage | [9 empty] | carpet |  | /cm^2 |  |  | 225
USEPA 2010 Persistence Testing and Evaluation of Fumigation Technologies for Decontamition of Building Materials Contamited with Biological Agents |  | Fumigation | CFU | 10000000 |  |  | 14.25 | cm^2 | 0.001425 | m^2 | combined |  |  | 225 | ppmv |  |  |  | 25 |  | 75 | painted concrete | additiol 4 hour aeration | 240 |  | ≥ | 6.83 | LR | 0 | SD |  |  |  | 5 | No damage | [9 empty] | painted concrete |  | /cm^2 |  |  | 225 | 0 | 6.83
USEPA 2010 Persistence Testing and Evaluation of Fumigation Technologies for Decontamition of Building Materials Contamited with Biological Agents |  | Fumigation | CFU | 10000000 |  |  | 14.25 | cm^2 | 0.001425 | m^2 | combined |  |  | 500 | ppmv |  |  |  | 25 |  | 75 | untreated wood |  | 30 |  |  | 1.92 | LR | 0.66 | SD |  |  |  | 5 | No damage | [9 empty] | bare wood |  | /cm^2 |  |  | 500
USEPA 2010 Persistence Testing and Evaluation of Fumigation Technologies for Decontamition of Building Materials Contamited with Biological Agents |  | Fumigation | CFU | 10000000 |  |  | 14.25 | cm^2 | 0.001425 | m^2 | combined |  |  | 500 | ppmv |  |  |  | 25 |  | 75 | glass |  | 30 |  |  | 5.4 | LR | 1.42 | SD |  |  |  | 5 | No damage | [9 empty] | glass |  | /cm^2 |  |  | 500
USEPA 2010 Persistence Testing and Evaluation of Fumigation Technologies for Decontamition of Building Materials Contamited with Biological Agents |  | Fumigation | CFU | 10000000 |  |  | 14.25 | cm^2 | 0.001425 | m^2 | combined |  |  | 500 | ppmv |  |  |  | 25 |  | 75 | Ceiling Tile |  | 30 |  |  | 5.87 | LR | 0.09 | SD |  |  |  | 5 | No damage | [9 empty] | ceiling tile |  | /cm^2 |  |  | 500
USEPA 2010 Persistence Testing and Evaluation of Fumigation Technologies for Decontamition of Building Materials Contamited with Biological Agents |  | Fumigation | CFU | 10000000 |  |  | 14.25 | cm^2 | 0.001425 | m^2 | combined |  |  | 500 | ppmv |  |  |  | 25 |  | 75 | untreated wood |  | 60 |  |  | 2.97 | LR | 1.6 | SD |  |  |  | 5 | No damage | [9 empty] | bare wood |  | /cm^2 |  |  | 500
USEPA 2010 Persistence Testing and Evaluation of Fumigation Technologies for Decontamition of Building Materials Contamited with Biological Agents |  | Fumigation | CFU | 10000000 |  |  | 14.25 | cm^2 | 0.001425 | m^2 | combined |  |  | 500 | ppmv |  |  |  | 25 |  | 75 | glass |  | 60 |  | ≥ | 6.91 | LR | 0 | SD |  |  |  | 5 | No damage | [9 empty] | glass |  | /cm^2 |  |  | 500 | 0 | 6.91
USEPA 2010 Persistence Testing and Evaluation of Fumigation Technologies for Decontamition of Building Materials Contamited with Biological Agents |  | Fumigation | CFU | 10000000 |  |  | 14.25 | cm^2 | 0.001425 | m^2 | combined |  |  | 500 | ppmv |  |  |  | 25 |  | 75 | Ceiling Tile |  | 60 |  | ≥ | 5.87 | LR | 0 | SD |  |  |  | 5 | No damage | [9 empty] | ceiling tile |  | /cm^2 |  |  | 500 | 0 | 5.87
USEPA 2010 Persistence Testing and Evaluation of Fumigation Technologies for Decontamition of Building Materials Contamited with Biological Agents |  | Fumigation | CFU | 10000000 |  |  | 14.25 | cm^2 | 0.001425 | m^2 | combined |  |  | 500 | ppmv |  |  |  | 25 |  | 75 | untreated wood |  | 120 |  |  | 3.51 | LR | 1.31 | SD |  |  |  | 5 | No damage | [9 empty] | bare wood |  | /cm^2 |  |  | 500
USEPA 2010 Persistence Testing and Evaluation of Fumigation Technologies for Decontamition of Building Materials Contamited with Biological Agents |  | Fumigation | CFU | 10000000 |  |  | 14.25 | cm^2 | 0.001425 | m^2 | combined |  |  | 500 | ppmv |  |  |  | 25 |  | 75 | glass |  | 120 |  | ≥ | 6.91 | LR | 0 | SD |  |  |  | 5 | No damage | [9 empty] | glass |  | /cm^2 |  |  | 500 | 0 | 6.91
USEPA 2010 Persistence Testing and Evaluation of Fumigation Technologies for Decontamition of Building Materials Contamited with Biological Agents |  | Fumigation | CFU | 10000000 |  |  | 14.25 | cm^2 | 0.001425 | m^2 | combined |  |  | 500 | ppmv |  |  |  | 25 |  | 75 | Ceiling Tile |  | 120 |  | ≥ | 5.87 | LR | 0 | SD |  |  |  | 5 | No damage | [9 empty] | ceiling tile |  | /cm^2 |  |  | 500 | 0 | 5.87
USEPA 2010 Persistence Testing and Evaluation of Fumigation Technologies for Decontamition of Building Materials Contamited with Biological Agents |  | Fumigation | CFU | 10000000 |  |  | 14.25 | cm^2 | 0.001425 | m^2 | combined |  |  | 500 | ppmv |  |  |  | 25 |  | 75 | untreated wood |  | 240 |  | ≥ | 5.74 | LR | 0 | SD |  |  |  | 5 | No damage | [9 empty] | bare wood |  | /cm^2 |  |  | 500 | 0 | 5.74
USEPA 2010 Persistence Testing and Evaluation of Fumigation Technologies for Decontamition of Building Materials Contamited with Biological Agents |  | Fumigation | CFU | 10000000 |  |  | 14.25 | cm^2 | 0.001425 | m^2 | combined |  |  | 500 | ppmv |  |  |  | 25 |  | 75 | glass |  | 240 |  | ≥ | 6.91 | LR | 0 | SD |  |  |  | 5 | No damage | [9 empty] | glass |  | /cm^2 |  |  | 500 | 0 | 6.91
USEPA 2010 Persistence Testing and Evaluation of Fumigation Technologies for Decontamition of Building Materials Contamited with Biological Agents |  | Fumigation | CFU | 10000000 |  |  | 14.25 | cm^2 | 0.001425 | m^2 | combined |  |  | 500 | ppmv |  |  |  | 25 |  | 75 | Ceiling Tile |  | 240 |  | ≥ | 5.87 | LR | 0 | SD |  |  |  | 5 | No damage | [9 empty] | ceiling tile |  | /cm^2 |  |  | 500 | 0 | 5.87
USEPA 2010 Persistence Testing and Evaluation of Fumigation Technologies for Decontamition of Building Materials Contamited with Biological Agents |  | Fumigation | CFU | 10000000 |  |  | 14.25 | cm^2 | 0.001425 | m^2 | combined |  |  | 500 | ppmv |  |  |  | 25 |  | 75 | untreated wood | additiol 4 hour aeration | 240 |  | ≥ | 5.74 | LR | 0 | SD |  |  |  | 5 | No damage | [9 empty] | bare wood |  | /cm^2 |  |  | 500 | 0 | 5.74
USEPA 2010 Persistence Testing and Evaluation of Fumigation Technologies for Decontamition of Building Materials Contamited with Biological Agents |  | Fumigation | CFU | 10000000 |  |  | 14.25 | cm^2 | 0.001425 | m^2 | combined |  |  | 500 | ppmv |  |  |  | 25 |  | 75 | glass | additiol 4 hour aeration | 240 |  | ≥ | 6.91 | LR | 0 | SD |  |  |  | 5 | No damage | [9 empty] | glass |  | /cm^2 |  |  | 500 | 0 | 6.91
USEPA 2010 Persistence Testing and Evaluation of Fumigation Technologies for Decontamition of Building Materials Contamited with Biological Agents |  | Fumigation | CFU | 10000000 |  |  | 14.25 | cm^2 | 0.001425 | m^2 | combined |  |  | 500 | ppmv |  |  |  | 25 |  | 75 | Ceiling Tile | additiol 4 hour aeration | 240 |  | ≥ | 5.87 | LR | 0 | SD |  |  |  | 5 | No damage | [9 empty] | ceiling tile |  | /cm^2 |  |  | 500 | 0 | 5.87
USEPA 2010 Persistence Testing and Evaluation of Fumigation Technologies for Decontamition of Building Materials Contamited with Biological Agents |  | Fumigation | CFU | 10000000 |  |  | 14.25 | cm^2 | 0.001425 | m^2 | combined |  |  | 225 | ppmv |  |  |  | 25 |  | 75 | untreated wood |  | 30 |  |  | 1.35 | LR | 0.35 | SD |  |  |  | 5 | No damage | [9 empty] | bare wood |  | /cm^2 |  |  | 225
USEPA 2010 Persistence Testing and Evaluation of Fumigation Technologies for Decontamition of Building Materials Contamited with Biological Agents |  | Fumigation | CFU | 10000000 |  |  | 14.25 | cm^2 | 0.001425 | m^2 | combined |  |  | 225 | ppmv |  |  |  | 25 |  | 75 | glass |  | 30 |  |  | 6.18 | LR | 0.82 | SD |  |  |  | 5 | No damage | [9 empty] | glass |  | /cm^2 |  |  | 225
USEPA 2010 Persistence Testing and Evaluation of Fumigation Technologies for Decontamition of Building Materials Contamited with Biological Agents |  | Fumigation | CFU | 10000000 |  |  | 14.25 | cm^2 | 0.001425 | m^2 | combined |  |  | 225 | ppmv |  |  |  | 25 |  | 75 | Ceiling Tile |  | 30 |  |  | 5.18 | LR | 0.98 | SD |  |  |  | 5 | No damage | [9 empty] | ceiling tile |  | /cm^2 |  |  | 225
USEPA 2010 Persistence Testing and Evaluation of Fumigation Technologies for Decontamition of Building Materials Contamited with Biological Agents |  | Fumigation | CFU | 10000000 |  |  | 14.25 | cm^2 | 0.001425 | m^2 | combined |  |  | 225 | ppmv |  |  |  | 25 |  | 75 | untreated wood |  | 60 |  |  | 2.15 | LR | 0.7 | SD |  |  |  | 5 | No damage | [9 empty] | bare wood |  | /cm^2 |  |  | 225
USEPA 2010 Persistence Testing and Evaluation of Fumigation Technologies for Decontamition of Building Materials Contamited with Biological Agents |  | Fumigation | CFU | 10000000 |  |  | 14.25 | cm^2 | 0.001425 | m^2 | combined |  |  | 225 | ppmv |  |  |  | 25 |  | 75 | glass |  | 60 |  |  | 6.12 | LR | 0.95 | SD |  |  |  | 5 | No damage | [9 empty] | glass |  | /cm^2 |  |  | 225
USEPA 2010 Persistence Testing and Evaluation of Fumigation Technologies for Decontamition of Building Materials Contamited with Biological Agents |  | Fumigation | CFU | 10000000 |  |  | 14.25 | cm^2 | 0.001425 | m^2 | combined |  |  | 225 | ppmv |  |  |  | 25 |  | 75 | Ceiling Tile |  | 60 |  |  | 5.21 | LR | 0.92 | SD |  |  |  | 5 | No damage | [9 empty] | ceiling tile |  | /cm^2 |  |  | 225
USEPA 2010 Persistence Testing and Evaluation of Fumigation Technologies for Decontamition of Building Materials Contamited with Biological Agents |  | Fumigation | CFU | 10000000 |  |  | 14.25 | cm^2 | 0.001425 | m^2 | combined |  |  | 225 | ppmv |  |  |  | 25 |  | 75 | untreated wood |  | 120 |  |  | 2.14 | LR | 0.1 | SD |  |  |  | 5 | No damage | [9 empty] | bare wood |  | /cm^2 |  |  | 225
USEPA 2010 Persistence Testing and Evaluation of Fumigation Technologies for Decontamition of Building Materials Contamited with Biological Agents |  | Fumigation | CFU | 10000000 |  |  | 14.25 | cm^2 | 0.001425 | m^2 | combined |  |  | 225 | ppmv |  |  |  | 25 |  | 75 | glass |  | 120 |  | ≥ | 6.55 | LR | 0 | SD |  |  |  | 5 | No damage | [9 empty] | glass |  | /cm^2 |  |  | 225 | 0 | 6.55
USEPA 2010 Persistence Testing and Evaluation of Fumigation Technologies for Decontamition of Building Materials Contamited with Biological Agents |  | Fumigation | CFU | 10000000 |  |  | 14.25 | cm^2 | 0.001425 | m^2 | combined |  |  | 225 | ppmv |  |  |  | 25 |  | 75 | Ceiling Tile |  | 120 |  | ≥ | 5.88 | LR | 0 | SD |  |  |  | 5 | No damage | [9 empty] | ceiling tile |  | /cm^2 |  |  | 225 | 0 | 5.88
USEPA 2010 Persistence Testing and Evaluation of Fumigation Technologies for Decontamition of Building Materials Contamited with Biological Agents |  | Fumigation | CFU | 10000000 |  |  | 14.25 | cm^2 | 0.001425 | m^2 | combined |  |  | 225 | ppmv |  |  |  | 25 |  | 75 | untreated wood |  | 240 |  |  | 3.52 | LR | 1.87 | SD |  |  |  | 5 | No damage | [9 empty] | bare wood |  | /cm^2 |  |  | 225
USEPA 2010 Persistence Testing and Evaluation of Fumigation Technologies for Decontamition of Building Materials Contamited with Biological Agents |  | Fumigation | CFU | 10000000 |  |  | 14.25 | cm^2 | 0.001425 | m^2 | combined |  |  | 225 | ppmv |  |  |  | 25 |  | 75 | glass |  | 240 |  | ≥ | 6.55 | LR | 0 | SD |  |  |  | 5 | No damage | [9 empty] | glass |  | /cm^2 |  |  | 225 | 0 | 6.55
USEPA 2010 Persistence Testing and Evaluation of Fumigation Technologies for Decontamition of Building Materials Contamited with Biological Agents |  | Fumigation | CFU | 10000000 |  |  | 14.25 | cm^2 | 0.001425 | m^2 | combined |  |  | 225 | ppmv |  |  |  | 25 |  | 75 | Ceiling Tile |  | 240 |  | ≥ | 5.88 | LR | 0 | SD |  |  |  | 5 | No damage | [9 empty] | ceiling tile |  | /cm^2 |  |  | 225 | 0 | 5.88
USEPA 2010 Persistence Testing and Evaluation of Fumigation Technologies for Decontamition of Building Materials Contamited with Biological Agents |  | Fumigation | CFU | 10000000 |  |  | 14.25 | cm^2 | 0.001425 | m^2 | combined |  |  | 225 | ppmv |  |  |  | 25 |  | 75 | untreated wood | additiol 4 hour aeration | 240 |  |  | 3.32 | LR | 2.45 | SD |  |  |  | 5 | No damage | [9 empty] | bare wood |  | /cm^2 |  |  | 225
USEPA 2010 Persistence Testing and Evaluation of Fumigation Technologies for Decontamition of Building Materials Contamited with Biological Agents |  | Fumigation | CFU | 10000000 |  |  | 14.25 | cm^2 | 0.001425 | m^2 | combined |  |  | 225 | ppmv |  |  |  | 25 |  | 75 | glass | additiol 4 hour aeration | 240 |  | ≥ | 6.55 | LR | 0 | SD |  |  |  | 5 | No damage | [9 empty] | glass |  | /cm^2 |  |  | 225 | 0 | 6.55
USEPA 2010 Persistence Testing and Evaluation of Fumigation Technologies for Decontamition of Building Materials Contamited with Biological Agents |  | Fumigation | CFU | 10000000 |  |  | 14.25 | cm^2 | 0.001425 | m^2 | combined |  |  | 225 | ppmv |  |  |  | 25 |  | 75 | Ceiling Tile | additiol 4 hour aeration | 240 |  | ≥ | 5.88 | LR | 0 | SD |  |  |  | 5 | No damage | [9 empty] | ceiling tile |  | /cm^2 |  |  | 225 | 0 | 5.88
EPA 2016 Chlorine Dioxide Fumigation of Subway Materials Contamited with B. anthracis Surrogate Spores: Impact of Environmental Conditions and Presence of Dirt and Grime on Decontamition Efficacy | subway grime | Fumigation | CFU | 10000000 |  |  | 2.25 | in^2 | 0.0014516 | m^2 |  |  | see report | 1482 | ppmv |  |  | see report | 24.1 | see report | 75.1 | grimed concrete | steady-state conditions | 120 |  |  | 2.4023 | LR | 0.62417736769795717 | 1.96 x SE |  |  |  | 3 | [12 empty] | /inch^2 | 1482
EPA 2016 Chlorine Dioxide Fumigation of Subway Materials Contamited with B. anthracis Surrogate Spores: Impact of Environmental Conditions and Presence of Dirt and Grime on Decontamition Efficacy |  | Fumigation | CFU | 10000000 |  |  | 2.25 | in^2 | 0.0014516 | m^2 |  |  | see report | 1482 | ppmv |  |  | see report | 24.1 | see report | 75.1 | grimed and washed concrete | steady-state conditions | 120 |  |  | 2.4912 | LR | 0.87337447776174693 | 1.96 x SE |  |  |  | 3 | [10 empty] | concrete |  | /inch^2 | 1482
EPA 2016 Chlorine Dioxide Fumigation of Subway Materials Contamited with B. anthracis Surrogate Spores: Impact of Environmental Conditions and Presence of Dirt and Grime on Decontamition Efficacy | subway grime | Fumigation | CFU | 10000000 |  |  | 4 | in^2 | 0.0025806 | m^2 |  |  | see report | 1482 | ppmv |  |  | see report | 24.1 | see report | 75.1 | grimed steel | steady-state conditions | 120 |  |  | 2.1625 | LR | 0.2699513965050343 | 1.96 x SE |  |  |  | 3 | [12 empty] | /inch^2 | 1482
EPA 2016 Chlorine Dioxide Fumigation of Subway Materials Contamited with B. anthracis Surrogate Spores: Impact of Environmental Conditions and Presence of Dirt and Grime on Decontamition Efficacy |  | Fumigation | CFU | 10000000 |  |  | 4 | in^2 | 0.0025806 | m^2 |  |  | see report | 1482 | ppmv |  |  | see report | 24.1 | see report | 75.1 | grimed and washed steel | steady-state conditions | 120 |  |  | 2.715 | LR | 1.1547901584188294 | 1.96 x SE |  |  |  | 3 | [10 empty] | steel |  | /inch^2 | 1482
EPA 2016 Chlorine Dioxide Fumigation of Subway Materials Contamited with B. anthracis Surrogate Spores: Impact of Environmental Conditions and Presence of Dirt and Grime on Decontamition Efficacy | subway grime | Fumigation | CFU | 10000000 | [8 empty] | see report | 1482 | ppmv |  |  | see report | 24.1 | see report | 75.1 | grimed tile | steady-state conditions | 120 |  |  | 2.8134 | LR | 0.63008888601167534 | 1.96 x SE |  |  |  | 3 | [12 empty] | /inch^2 | 1482
EPA 2016 Chlorine Dioxide Fumigation of Subway Materials Contamited with B. anthracis Surrogate Spores: Impact of Environmental Conditions and Presence of Dirt and Grime on Decontamition Efficacy |  | Fumigation | CFU | 10000000 | [8 empty] | see report | 1482 | ppmv |  |  | see report | 24.1 | see report | 75.1 | grimed and washed tile | steady-state conditions | 120 |  |  | 2.5323 | LR | 3.48062421137127 | 1.96 x SE |  |  |  | 3 | [10 empty] | smooth tile |  | /inch^2 | 1482
EPA 2016 Chlorine Dioxide Fumigation of Subway Materials Contamited with B. anthracis Surrogate Spores: Impact of Environmental Conditions and Presence of Dirt and Grime on Decontamition Efficacy | grease | Fumigation | CFU | 10000000 | [8 empty] | see report | 1482 | ppmv |  |  | see report | 24.1 | see report | 75.1 | greasy aluminum stub | steady-state conditions | 120 |  |  | 1.6494 | LR | 0.24669559309093181 | 1.96 x SE |  |  |  | 3 | [12 empty] | /inch^2 | 1482
EPA 2016 Chlorine Dioxide Fumigation of Subway Materials Contamited with B. anthracis Surrogate Spores: Impact of Environmental Conditions and Presence of Dirt and Grime on Decontamition Efficacy | subway grime | Fumigation | CFU | 10000000 |  |  | 2.25 | in^2 | 0.0014516 | m^2 |  |  | see report | 230 | ppmv |  |  | see report | 26.3 | see report | 77.1 | grimed concrete | steady-state conditions | 240 |  |  | 3.5426 | LR | 0.44812690043107695 | 1.96 x SE |  |  |  | 3 | [12 empty] | /inch^2 | 230
EPA 2016 Chlorine Dioxide Fumigation of Subway Materials Contamited with B. anthracis Surrogate Spores: Impact of Environmental Conditions and Presence of Dirt and Grime on Decontamition Efficacy |  | Fumigation | CFU | 10000000 |  |  | 2.25 | in^2 | 0.0014516 | m^2 |  |  | see report | 230 | ppmv |  |  | see report | 26.3 | see report | 77.1 | grimed and washed concrete | steady-state conditions | 240 |  |  | 4.0953 | LR | 0.68391053652889156 | 1.96 x SE |  |  |  | 3 | [10 empty] | concrete |  | /inch^2 | 230
EPA 2016 Chlorine Dioxide Fumigation of Subway Materials Contamited with B. anthracis Surrogate Spores: Impact of Environmental Conditions and Presence of Dirt and Grime on Decontamition Efficacy | subway grime | Fumigation | CFU | 10000000 |  |  | 4 | in^2 | 0.0025806 | m^2 |  |  | see report | 230 | ppmv |  |  | see report | 26.3 | see report | 77.1 | grimed steel | steady-state conditions | 240 | [5 empty] | 1.96 x SE |  |  |  | 3 | [12 empty] | /inch^2 | 230
EPA 2016 Chlorine Dioxide Fumigation of Subway Materials Contamited with B. anthracis Surrogate Spores: Impact of Environmental Conditions and Presence of Dirt and Grime on Decontamition Efficacy |  | Fumigation | CFU | 10000000 |  |  | 4 | in^2 | 0.0025806 | m^2 |  |  | see report | 230 | ppmv |  |  | see report | 26.3 | see report | 77.1 | grimed and washed steel | steady-state conditions | 240 | [5 empty] | 1.96 x SE |  |  |  | 3 | [10 empty] | steel |  | /inch^2 | 230
EPA 2016 Chlorine Dioxide Fumigation of Subway Materials Contamited with B. anthracis Surrogate Spores: Impact of Environmental Conditions and Presence of Dirt and Grime on Decontamition Efficacy | subway grime | Fumigation | CFU | 10000000 | [8 empty] | see report | 230 | ppmv |  |  | see report | 26.3 | see report | 77.1 | grimed tile | steady-state conditions | 240 |  |  | 3.473 | LR | 7.7530469629290305E-2 | 1.96 x SE |  |  |  | 3 | [12 empty] | /inch^2 | 230
EPA 2016 Chlorine Dioxide Fumigation of Subway Materials Contamited with B. anthracis Surrogate Spores: Impact of Environmental Conditions and Presence of Dirt and Grime on Decontamition Efficacy |  | Fumigation | CFU | 10000000 | [8 empty] | see report | 230 | ppmv |  |  | see report | 26.3 | see report | 77.1 | grimed and washed tile | steady-state conditions | 240 |  |  | 4.8192 | LR | 0.45311361200607014 | 1.96 x SE |  |  |  | 3 | [10 empty] | smooth tile |  | /inch^2 | 230
EPA 2016 Chlorine Dioxide Fumigation of Subway Materials Contamited with B. anthracis Surrogate Spores: Impact of Environmental Conditions and Presence of Dirt and Grime on Decontamition Efficacy | subway grime | Fumigation | CFU | 10000000 |  |  | 2.25 | in^2 | 0.0014516 | m^2 |  |  | see report | 124 | ppmv |  |  | see report | 22.9 | see report | 75 | grimed concrete | steady-state conditions | 240 |  |  | 2.055 | LR | 0.2150724205795044 | 1.96 x SE |  |  |  | 3 | [12 empty] | /inch^2 | 124
EPA 2016 Chlorine Dioxide Fumigation of Subway Materials Contamited with B. anthracis Surrogate Spores: Impact of Environmental Conditions and Presence of Dirt and Grime on Decontamition Efficacy |  | Fumigation | CFU | 10000000 |  |  | 2.25 | in^2 | 0.0014516 | m^2 |  |  | see report | 124 | ppmv |  |  | see report | 22.9 | see report | 75 | grimed and washed concrete | steady-state conditions | 240 |  |  | 2.3389 | LR | 0.18939632348661506 | 1.96 x SE |  |  |  | 3 | [10 empty] | concrete |  | /inch^2 | 124
EPA 2016 Chlorine Dioxide Fumigation of Subway Materials Contamited with B. anthracis Surrogate Spores: Impact of Environmental Conditions and Presence of Dirt and Grime on Decontamition Efficacy | subway grime | Fumigation | CFU | 10000000 |  |  | 4 | in^2 | 0.0025806 | m^2 |  |  | see report | 124 | ppmv |  |  | see report | 22.9 | see report | 75 | grimed steel | steady-state conditions | 240 |  |  | 2.0309 | LR | 7.8297846708225177E-2 | 1.96 x SE |  |  |  | 3 | [12 empty] | /inch^2 | 124
EPA 2016 Chlorine Dioxide Fumigation of Subway Materials Contamited with B. anthracis Surrogate Spores: Impact of Environmental Conditions and Presence of Dirt and Grime on Decontamition Efficacy |  | Fumigation | CFU | 10000000 |  |  | 4 | in^2 | 0.0025806 | m^2 |  |  | see report | 124 | ppmv |  |  | see report | 22.9 | see report | 75 | grimed and washed steel | steady-state conditions | 240 |  |  | 2.1637 | LR | 0.52510281999662645 | 1.96 x SE |  |  |  | 3 | [10 empty] | steel |  | /inch^2 | 124
EPA 2016 Chlorine Dioxide Fumigation of Subway Materials Contamited with B. anthracis Surrogate Spores: Impact of Environmental Conditions and Presence of Dirt and Grime on Decontamition Efficacy | subway grime | Fumigation | CFU | 10000000 | [8 empty] | see report | 124 | ppmv |  |  | see report | 22.9 | see report | 75 | grimed tile | steady-state conditions | 240 |  |  | 2.3131 | LR | 0.34695621604801535 | 1.96 x SE |  |  |  | 3 | [12 empty] | /inch^2 | 124
EPA 2016 Chlorine Dioxide Fumigation of Subway Materials Contamited with B. anthracis Surrogate Spores: Impact of Environmental Conditions and Presence of Dirt and Grime on Decontamition Efficacy |  | Fumigation | CFU | 10000000 | [8 empty] | see report | 124 | ppmv |  |  | see report | 22.9 | see report | 75 | grimed and washed tile | steady-state conditions | 240 |  |  | 2.2843 | LR | 0.37470758827752459 | 1.96 x SE |  |  |  | 3 | [10 empty] | smooth tile |  | /inch^2 | 124
EPA 2016 Chlorine Dioxide Fumigation of Subway Materials Contamited with B. anthracis Surrogate Spores: Impact of Environmental Conditions and Presence of Dirt and Grime on Decontamition Efficacy | grease | Fumigation | CFU | 10000000 | [8 empty] | see report | 124 | ppmv |  |  | see report | 22.9 | see report | 75 | greasy aluminum stub | steady-state conditions | 240 |  |  | 2.3434 | LR | 7.3386664387606784E-2 | 1.96 x SE |  |  |  | 3 | [12 empty] | /inch^2 | 124
EPA 2016 Chlorine Dioxide Fumigation of Subway Materials Contamited with B. anthracis Surrogate Spores: Impact of Environmental Conditions and Presence of Dirt and Grime on Decontamition Efficacy | subway grime | Fumigation | CFU | 10000000 |  |  | 2.25 | in^2 | 0.0014516 | m^2 |  |  | see report | 282 | ppmv |  |  | see report | 22.3 | see report | 50.5 | grimed concrete | steady-state conditions | 240 |  |  | 0.38151 | LR | 0.28370366540030167 | 1.96 x SE |  |  |  | 3 | [12 empty] | /inch^2 | 282
EPA 2016 Chlorine Dioxide Fumigation of Subway Materials Contamited with B. anthracis Surrogate Spores: Impact of Environmental Conditions and Presence of Dirt and Grime on Decontamition Efficacy |  | Fumigation | CFU | 10000000 |  |  | 2.25 | in^2 | 0.0014516 | m^2 |  |  | see report | 282 | ppmv |  |  | see report | 22.3 | see report | 50.5 | grimed and washed concrete | steady-state conditions | 240 |  |  | 0.32233 | LR | 0.11713982563937957 | 1.96 x SE |  |  |  | 3 | [10 empty] | concrete |  | /inch^2 | 282
EPA 2016 Chlorine Dioxide Fumigation of Subway Materials Contamited with B. anthracis Surrogate Spores: Impact of Environmental Conditions and Presence of Dirt and Grime on Decontamition Efficacy | subway grime | Fumigation | CFU | 10000000 |  |  | 4 | in^2 | 0.0025806 | m^2 |  |  | see report | 282 | ppmv |  |  | see report | 22.3 | see report | 50.5 | grimed steel | steady-state conditions | 240 |  |  | 0.41712 | LR | 7.4836865755060253E-2 | 1.96 x SE |  |  |  | 3 | [12 empty] | /inch^2 | 282
EPA 2016 Chlorine Dioxide Fumigation of Subway Materials Contamited with B. anthracis Surrogate Spores: Impact of Environmental Conditions and Presence of Dirt and Grime on Decontamition Efficacy |  | Fumigation | CFU | 10000000 |  |  | 4 | in^2 | 0.0025806 | m^2 |  |  | see report | 282 | ppmv |  |  | see report | 22.3 | see report | 50.5 | grimed and washed steel | steady-state conditions | 240 |  |  | 0.64726 | LR | 0.10967153270495408 | 1.96 x SE |  |  |  | 3 | [10 empty] | steel |  | /inch^2 | 282
EPA 2016 Chlorine Dioxide Fumigation of Subway Materials Contamited with B. anthracis Surrogate Spores: Impact of Environmental Conditions and Presence of Dirt and Grime on Decontamition Efficacy | subway grime | Fumigation | CFU | 10000000 | [8 empty] | see report | 282 | ppmv |  |  | see report | 22.3 | see report | 50.5 | grimed tile | steady-state conditions | 240 |  |  | 0.54699 | LR | 4.1337412601558335E-2 | 1.96 x SE |  |  |  | 3 | [12 empty] | /inch^2 | 282
EPA 2016 Chlorine Dioxide Fumigation of Subway Materials Contamited with B. anthracis Surrogate Spores: Impact of Environmental Conditions and Presence of Dirt and Grime on Decontamition Efficacy |  | Fumigation | CFU | 10000000 | [8 empty] | see report | 282 | ppmv |  |  | see report | 22.3 | see report | 50.5 | grimed and washed tile | steady-state conditions | 240 |  |  | 0.44463 | LR | 0.15548817970378995 | 1.96 x SE |  |  |  | 3 | [10 empty] | smooth tile |  | /inch^2 | 282
EPA 2016 Chlorine Dioxide Fumigation of Subway Materials Contamited with B. anthracis Surrogate Spores: Impact of Environmental Conditions and Presence of Dirt and Grime on Decontamition Efficacy | grease | Fumigation | CFU | 10000000 | [8 empty] | see report | 282 | ppmv |  |  | see report | 22.3 | see report | 50.5 | greasy aluminum stub | steady-state conditions | 240 |  |  | 0.41401 | LR | 0.27448217319202234 | 1.96 x SE |  |  |  | 3 | [12 empty] | /inch^2 | 282
EPA 2016 Chlorine Dioxide Fumigation of Subway Materials Contamited with B. anthracis Surrogate Spores: Impact of Environmental Conditions and Presence of Dirt and Grime on Decontamition Efficacy | subway grime | Fumigation | CFU | 10000000 |  |  | 2.25 | in^2 | 0.0014516 | m^2 |  |  | see report | 183 | ppmv |  |  | see report | 23.8 | see report | 53.2 | grimed concrete | steady-state conditions | 240 |  |  | 0.51668 | LR | 0.16088429613579119 | 1.96 x SE |  |  |  | 3 | [12 empty] | /inch^2 | 183
EPA 2016 Chlorine Dioxide Fumigation of Subway Materials Contamited with B. anthracis Surrogate Spores: Impact of Environmental Conditions and Presence of Dirt and Grime on Decontamition Efficacy |  | Fumigation | CFU | 10000000 |  |  | 2.25 | in^2 | 0.0014516 | m^2 |  |  | see report | 183 | ppmv |  |  | see report | 23.8 | see report | 53.2 | grimed and washed concrete | steady-state conditions | 240 |  |  | 0.6632 | LR | 0.83038924780228351 | 1.96 x SE |  |  |  | 3 | [10 empty] | concrete |  | /inch^2 | 183
EPA 2016 Chlorine Dioxide Fumigation of Subway Materials Contamited with B. anthracis Surrogate Spores: Impact of Environmental Conditions and Presence of Dirt and Grime on Decontamition Efficacy | subway grime | Fumigation | CFU | 10000000 |  |  | 4 | in^2 | 0.0025806 | m^2 |  |  | see report | 183 | ppmv |  |  | see report | 23.8 | see report | 53.2 | grimed steel | steady-state conditions | 240 |  |  | 0.48612 | LR | 7.2260163239569103E-2 | 1.96 x SE |  |  |  | 3 | [12 empty] | /inch^2 | 183
EPA 2016 Chlorine Dioxide Fumigation of Subway Materials Contamited with B. anthracis Surrogate Spores: Impact of Environmental Conditions and Presence of Dirt and Grime on Decontamition Efficacy |  | Fumigation | CFU | 10000000 |  |  | 4 | in^2 | 0.0025806 | m^2 |  |  | see report | 183 | ppmv |  |  | see report | 23.8 | see report | 53.2 | grimed and washed steel | steady-state conditions | 240 |  |  | 0.70932 | LR | 0.60537996159843788 | 1.96 x SE |  |  |  | 3 | [10 empty] | steel |  | /inch^2 | 183
EPA 2016 Chlorine Dioxide Fumigation of Subway Materials Contamited with B. anthracis Surrogate Spores: Impact of Environmental Conditions and Presence of Dirt and Grime on Decontamition Efficacy | subway grime | Fumigation | CFU | 10000000 | [8 empty] | see report | 183 | ppmv |  |  | see report | 23.8 | see report | 53.2 | grimed tile | steady-state conditions | 240 |  |  | 0.29633 | LR | 0.45153803913361262 | 1.96 x SE |  |  |  | 3 | [12 empty] | /inch^2 | 183
EPA 2016 Chlorine Dioxide Fumigation of Subway Materials Contamited with B. anthracis Surrogate Spores: Impact of Environmental Conditions and Presence of Dirt and Grime on Decontamition Efficacy |  | Fumigation | CFU | 10000000 | [8 empty] | see report | 183 | ppmv |  |  | see report | 23.8 | see report | 53.2 | grimed and washed tile | steady-state conditions | 240 |  |  | 0.65564 | LR | 0.17265434597852375 | 1.96 x SE |  |  |  | 3 | [10 empty] | smooth tile |  | /inch^2 | 183
EPA 2016 Chlorine Dioxide Fumigation of Subway Materials Contamited with B. anthracis Surrogate Spores: Impact of Environmental Conditions and Presence of Dirt and Grime on Decontamition Efficacy | grease | Fumigation | CFU | 10000000 | [8 empty] | see report | 183 | ppmv |  |  | see report | 23.8 | see report | 53.2 | greasy aluminum stub | steady-state conditions | 240 |  |  | 0.35146 | LR | 0.7612805052055861 | 1.96 x SE |  |  |  | 3 | [12 empty] | /inch^2 | 183
EPA 2016 Chlorine Dioxide Fumigation of Subway Materials Contamited with B. anthracis Surrogate Spores: Impact of Environmental Conditions and Presence of Dirt and Grime on Decontamition Efficacy | subway grime | Fumigation | CFU | 10000000 |  |  | 2.25 | in^2 | 0.0014516 | m^2 |  |  | see report | 251 | ppmv |  |  | see report | 11 | see report | 70.3 | grimed concrete | steady-state conditions | 240 |  |  | 0.7655 | LR | 0.47876004476926409 | 1.96 x SE |  |  |  | 3 | [12 empty] | /inch^2 | 251
EPA 2016 Chlorine Dioxide Fumigation of Subway Materials Contamited with B. anthracis Surrogate Spores: Impact of Environmental Conditions and Presence of Dirt and Grime on Decontamition Efficacy |  | Fumigation | CFU | 10000000 |  |  | 2.25 | in^2 | 0.0014516 | m^2 |  |  | see report | 251 | ppmv |  |  | see report | 11 | see report | 70.3 | grimed and washed concrete | steady-state conditions | 240 |  |  | 0.50975 | LR | 9.8295438041874017E-2 | 1.96 x SE |  |  |  | 3 | [10 empty] | concrete |  | /inch^2 | 251
EPA 2016 Chlorine Dioxide Fumigation of Subway Materials Contamited with B. anthracis Surrogate Spores: Impact of Environmental Conditions and Presence of Dirt and Grime on Decontamition Efficacy | subway grime | Fumigation | CFU | 10000000 |  |  | 4 | in^2 | 0.0025806 | m^2 |  |  | see report | 251 | ppmv |  |  | see report | 11 | see report | 70.3 | grimed steel | steady-state conditions | 240 |  |  | 0.50915 | LR | 0.6629520549441078 | 1.96 x SE |  |  |  | 3 | [12 empty] | /inch^2 | 251
EPA 2016 Chlorine Dioxide Fumigation of Subway Materials Contamited with B. anthracis Surrogate Spores: Impact of Environmental Conditions and Presence of Dirt and Grime on Decontamition Efficacy |  | Fumigation | CFU | 10000000 |  |  | 4 | in^2 | 0.0025806 | m^2 |  |  | see report | 251 | ppmv |  |  | see report | 11 | see report | 70.3 | grimed and washed steel | steady-state conditions | 240 |  |  | 0.63615 | LR | 0.44626461432357351 | 1.96 x SE |  |  |  | 3 | [10 empty] | steel |  | /inch^2 | 251
EPA 2016 Chlorine Dioxide Fumigation of Subway Materials Contamited with B. anthracis Surrogate Spores: Impact of Environmental Conditions and Presence of Dirt and Grime on Decontamition Efficacy | subway grime | Fumigation | CFU | 10000000 | [8 empty] | see report | 251 | ppmv |  |  | see report | 11 | see report | 70.3 | grimed tile | steady-state conditions | 240 |  |  | 0.67414 | LR | 0.63043552988287344 | 1.96 x SE |  |  |  | 3 | [12 empty] | /inch^2 | 251
EPA 2016 Chlorine Dioxide Fumigation of Subway Materials Contamited with B. anthracis Surrogate Spores: Impact of Environmental Conditions and Presence of Dirt and Grime on Decontamition Efficacy |  | Fumigation | CFU | 10000000 | [8 empty] | see report | 251 | ppmv |  |  | see report | 11 | see report | 70.3 | grimed and washed tile | steady-state conditions | 240 |  |  | 0.59993 | LR | 0.17936610193483457 | 1.96 x SE |  |  |  | 3 | [10 empty] | smooth tile |  | /inch^2 | 251
EPA 2016 Chlorine Dioxide Fumigation of Subway Materials Contamited with B. anthracis Surrogate Spores: Impact of Environmental Conditions and Presence of Dirt and Grime on Decontamition Efficacy | grease | Fumigation | CFU | 10000000 | [8 empty] | see report | 251 | ppmv |  |  | see report | 11 | see report | 70.3 | greasy aluminum stub | steady-state conditions | 240 |  |  | 0.76128 | LR | 0.57451813362338833 | 1.96 x SE |  |  |  | 3 | [12 empty] | /inch^2 | 251
EPA 2016 Chlorine Dioxide Fumigation of Subway Materials Contamited with B. anthracis Surrogate Spores: Impact of Environmental Conditions and Presence of Dirt and Grime on Decontamition Efficacy | subway grime | Fumigation | CFU | 10000000 |  |  | 2.25 | in^2 | 0.0014516 | m^2 |  |  | see report | 218 | ppmv |  |  | see report | 11.5 | see report | 78.1 | grimed concrete | steady-state conditions | 720 |  |  | 1.4639 | LR | 1.1115708864905438 | 1.96 x SE |  |  |  | 3 | [12 empty] | /inch^2 | 218
EPA 2016 Chlorine Dioxide Fumigation of Subway Materials Contamited with B. anthracis Surrogate Spores: Impact of Environmental Conditions and Presence of Dirt and Grime on Decontamition Efficacy |  | Fumigation | CFU | 10000000 |  |  | 2.25 | in^2 | 0.0014516 | m^2 |  |  | see report | 218 | ppmv |  |  | see report | 11.5 | see report | 78.1 | grimed and washed concrete | steady-state conditions | 720 |  |  | 1.4579 | LR | 3.981994954347515 | 1.96 x SE |  |  |  | 3 | [10 empty] | concrete |  | /inch^2 | 218
EPA 2016 Chlorine Dioxide Fumigation of Subway Materials Contamited with B. anthracis Surrogate Spores: Impact of Environmental Conditions and Presence of Dirt and Grime on Decontamition Efficacy | subway grime | Fumigation | CFU | 10000000 |  |  | 4 | in^2 | 0.0025806 | m^2 |  |  | see report | 218 | ppmv |  |  | see report | 11.5 | see report | 78.1 | grimed steel | steady-state conditions | 720 |  |  | 1.1881 | LR | 1.2302970483905031 | 1.96 x SE |  |  |  | 3 | [12 empty] | /inch^2 | 218
EPA 2016 Chlorine Dioxide Fumigation of Subway Materials Contamited with B. anthracis Surrogate Spores: Impact of Environmental Conditions and Presence of Dirt and Grime on Decontamition Efficacy | subway grime | Fumigation | CFU | 10000000 | [8 empty] | see report | 218 | ppmv |  |  | see report | 11.5 | see report | 78.1 | grimed tile | steady-state conditions | 720 |  |  | 1.5287 | LR | 1.780300708720999 | 1.96 x SE |  |  |  | 3 | [12 empty] | /inch^2 | 218
EPA 2016 Chlorine Dioxide Fumigation of Subway Materials Contamited with B. anthracis Surrogate Spores: Impact of Environmental Conditions and Presence of Dirt and Grime on Decontamition Efficacy | subway grime | Fumigation | CFU | 10000000 |  |  | 2.25 | in^2 | 0.0014516 | m^2 |  |  | see report | 3449 | ppmv |  |  | see report | 26.7 | see report | 76.3 | grimed concrete | steady-state conditions | 120 |  |  | 4.826 | LR | 2.1196641762069617 | 1.96 x SE |  |  |  | 3 | [12 empty] | /inch^2 | 3449
EPA 2016 Chlorine Dioxide Fumigation of Subway Materials Contamited with B. anthracis Surrogate Spores: Impact of Environmental Conditions and Presence of Dirt and Grime on Decontamition Efficacy |  | Fumigation | CFU | 10000000 |  |  | 2.25 | in^2 | 0.0014516 | m^2 |  |  | see report | 3449 | ppmv |  |  | see report | 26.7 | see report | 76.3 | grimed and washed concrete | steady-state conditions | 120 |  |  | 2.7924 | LR | 1.5348280142108655 | 1.96 x SE |  |  |  | 3 | [10 empty] | concrete |  | /inch^2 | 3449
EPA 2016 Chlorine Dioxide Fumigation of Subway Materials Contamited with B. anthracis Surrogate Spores: Impact of Environmental Conditions and Presence of Dirt and Grime on Decontamition Efficacy | subway grime | Fumigation | CFU | 10000000 |  |  | 4 | in^2 | 0.0025806 | m^2 |  |  | see report | 3449 | ppmv |  |  | see report | 26.7 | see report | 76.3 | grimed steel | steady-state conditions | 120 |  |  | 2.278 | LR | 0.44844802968483805 | 1.96 x SE |  |  |  | 3 | [12 empty] | /inch^2 | 3449
EPA 2016 Chlorine Dioxide Fumigation of Subway Materials Contamited with B. anthracis Surrogate Spores: Impact of Environmental Conditions and Presence of Dirt and Grime on Decontamition Efficacy | subway grime | Fumigation | CFU | 10000000 | [8 empty] | see report | 3449 | ppmv |  |  | see report | 26.7 | see report | 76.3 | grimed tile | steady-state conditions | 120 |  |  | 2.7059 | LR | 0.53942700730080384 | 1.96 x SE |  |  |  | 3 | [12 empty] | /inch^2 | 3449
EPA 2016 Chlorine Dioxide Fumigation of Subway Materials Contamited with B. anthracis Surrogate Spores: Impact of Environmental Conditions and Presence of Dirt and Grime on Decontamition Efficacy | subway grime | Fumigation | CFU | 10000000 |  |  | 2.25 | in^2 | 0.0014516 | m^2 |  |  | see report | 3254 | ppmv |  |  | see report | 12.5 | see report | 67.8 | grimed concrete | steady-state conditions | 180 |  |  | 0.8397 | LR | 1.0106053137008233 | 1.96 x SE |  |  |  | 3 | [12 empty] | /inch^2 | 3254
EPA 2016 Chlorine Dioxide Fumigation of Subway Materials Contamited with B. anthracis Surrogate Spores: Impact of Environmental Conditions and Presence of Dirt and Grime on Decontamition Efficacy |  | Fumigation | CFU | 10000000 |  |  | 2.25 | in^2 | 0.0014516 | m^2 |  |  | see report | 3254 | ppmv |  |  | see report | 12.5 | see report | 67.8 | grimed and washed concrete | steady-state conditions | 180 |  |  | 1.3189 | LR | 3.2101189246115416 | 1.96 x SE |  |  |  | 3 | [10 empty] | concrete |  | /inch^2 | 3254
EPA 2016 Chlorine Dioxide Fumigation of Subway Materials Contamited with B. anthracis Surrogate Spores: Impact of Environmental Conditions and Presence of Dirt and Grime on Decontamition Efficacy | subway grime | Fumigation | CFU | 10000000 |  |  | 4 | in^2 | 0.0025806 | m^2 |  |  | see report | 3254 | ppmv |  |  | see report | 12.5 | see report | 67.8 | grimed steel | steady-state conditions | 180 |  |  | 0.9804 | LR | 1.7983721162055537 | 1.96 x SE |  |  |  | 3 | [12 empty] | /inch^2 | 3254
EPA 2016 Chlorine Dioxide Fumigation of Subway Materials Contamited with B. anthracis Surrogate Spores: Impact of Environmental Conditions and Presence of Dirt and Grime on Decontamition Efficacy | subway grime | Fumigation | CFU | 10000000 | [8 empty] | see report | 3254 | ppmv |  |  | see report | 12.5 | see report | 67.8 | grimed tile | steady-state conditions | 180 |  |  | 1.0439 | LR | 0.30623921784969743 | 1.96 x SE |  |  |  | 3 | [12 empty] | /inch^2 | 3254
EPA 2016 Chlorine Dioxide Fumigation of Subway Materials Contamited with B. anthracis Surrogate Spores: Impact of Environmental Conditions and Presence of Dirt and Grime on Decontamition Efficacy | subway grime | Fumigation | CFU | 10000000 |  |  | 2.25 | in^2 | 0.0014516 | m^2 |  |  | see report | 1482 | ppmv |  |  | see report | 24.3 | see report | 75 | grimed concrete | steady-state conditions | 240 |  |  | 3.2162 | LR | 0.7184615808430671 | 1.96 x SE |  |  |  | 3 | [12 empty] | /inch^2 | 1482
EPA 2016 Chlorine Dioxide Fumigation of Subway Materials Contamited with B. anthracis Surrogate Spores: Impact of Environmental Conditions and Presence of Dirt and Grime on Decontamition Efficacy |  | Fumigation | CFU | 10000000 |  |  | 2.25 | in^2 | 0.0014516 | m^2 |  |  | see report | 1482 | ppmv |  |  | see report | 24.3 | see report | 75 | grimed and washed concrete | steady-state conditions | 240 |  |  | 3.3672 | LR | 0.6046076446951224 | 1.96 x SE |  |  |  | 3 | [10 empty] | concrete |  | /inch^2 | 1482
EPA 2016 Chlorine Dioxide Fumigation of Subway Materials Contamited with B. anthracis Surrogate Spores: Impact of Environmental Conditions and Presence of Dirt and Grime on Decontamition Efficacy | subway grime | Fumigation | CFU | 10000000 |  |  | 4 | in^2 | 0.0025806 | m^2 |  |  | see report | 1482 | ppmv |  |  | see report | 24.3 | see report | 75 | grimed steel | steady-state conditions | 240 |  |  | 3.3783 | LR | 0.43943942811746317 | 1.96 x SE |  |  |  | 3 | [12 empty] | /inch^2 | 1482
EPA 2016 Chlorine Dioxide Fumigation of Subway Materials Contamited with B. anthracis Surrogate Spores: Impact of Environmental Conditions and Presence of Dirt and Grime on Decontamition Efficacy |  | Fumigation | CFU | 10000000 |  |  | 4 | in^2 | 0.0025806 | m^2 |  |  | see report | 1482 | ppmv |  |  | see report | 24.3 | see report | 75 | grimed and washed steel | steady-state conditions | 240 |  |  | 3.278 | LR | 0.8214281759227946 | 1.96 x SE |  |  |  | 3 | [10 empty] | steel |  | /inch^2 | 1482
EPA 2016 Chlorine Dioxide Fumigation of Subway Materials Contamited with B. anthracis Surrogate Spores: Impact of Environmental Conditions and Presence of Dirt and Grime on Decontamition Efficacy | subway grime | Fumigation | CFU | 10000000 | [8 empty] | see report | 1482 | ppmv |  |  | see report | 24.3 | see report | 75 | grimed tile | steady-state conditions | 240 |  |  | 4.8635 | LR | 0.43330031027622701 | 1.96 x SE |  |  |  | 3 | [12 empty] | /inch^2 | 1482
EPA 2016 Chlorine Dioxide Fumigation of Subway Materials Contamited with B. anthracis Surrogate Spores: Impact of Environmental Conditions and Presence of Dirt and Grime on Decontamition Efficacy |  | Fumigation | CFU | 10000000 | [8 empty] | see report | 1482 | ppmv |  |  | see report | 24.3 | see report | 75 | grimed and washed tile | steady-state conditions | 240 |  |  | 3.7897 | LR | 2.9089382723124957 | 1.96 x SE |  |  |  | 3 | [10 empty] | smooth tile |  | /inch^2 | 1482
EPA 2016 Chlorine Dioxide Fumigation of Subway Materials Contamited with B. anthracis Surrogate Spores: Impact of Environmental Conditions and Presence of Dirt and Grime on Decontamition Efficacy | grease | Fumigation | CFU | 10000000 | [8 empty] | see report | 1482 | ppmv |  |  | see report | 24.3 | see report | 75 | greasy aluminum stub | steady-state conditions | 240 |  |  | 2.8818 | LR | 0.27826178011020231 | 1.96 x SE |  |  |  | 3 | [12 empty] | /inch^2 | 1482
EPA 2016 Chlorine Dioxide Fumigation of Subway Materials Contamited with B. anthracis Surrogate Spores: Impact of Environmental Conditions and Presence of Dirt and Grime on Decontamition Efficacy | subway grime | Fumigation | CFU | 10000000 |  |  | 2.25 | in^2 | 0.0014516 | m^2 |  |  | see report | 230 | ppmv |  |  | see report | 26.9 | see report | 76 | grimed concrete | steady-state conditions | 480 |  |  | 5.8304 | LR | 0.6393694457865825 | 1.96 x SE |  |  |  | 3 | [12 empty] | /inch^2 | 230
EPA 2016 Chlorine Dioxide Fumigation of Subway Materials Contamited with B. anthracis Surrogate Spores: Impact of Environmental Conditions and Presence of Dirt and Grime on Decontamition Efficacy |  | Fumigation | CFU | 10000000 |  |  | 2.25 | in^2 | 0.0014516 | m^2 |  |  | see report | 230 | ppmv |  |  | see report | 26.9 | see report | 76 | grimed and washed concrete | steady-state conditions | 480 |  |  | 4.4651 | LR | 1.3656253482100504 | 1.96 x SE |  |  |  | 3 | [10 empty] | concrete |  | /inch^2 | 230
EPA 2016 Chlorine Dioxide Fumigation of Subway Materials Contamited with B. anthracis Surrogate Spores: Impact of Environmental Conditions and Presence of Dirt and Grime on Decontamition Efficacy | subway grime | Fumigation | CFU | 10000000 |  |  | 4 | in^2 | 0.0025806 | m^2 |  |  | see report | 230 | ppmv |  |  | see report | 26.9 | see report | 76 | grimed steel | steady-state conditions | 480 |  |  | 4.1429 | LR | 0.69518518738580581 | 1.96 x SE |  |  |  | 3 | [12 empty] | /inch^2 | 230
EPA 2016 Chlorine Dioxide Fumigation of Subway Materials Contamited with B. anthracis Surrogate Spores: Impact of Environmental Conditions and Presence of Dirt and Grime on Decontamition Efficacy |  | Fumigation | CFU | 10000000 |  |  | 4 | in^2 | 0.0025806 | m^2 |  |  | see report | 230 | ppmv |  |  | see report | 26.9 | see report | 76 | grimed and washed steel | steady-state conditions | 480 |  |  | 5.3023 | LR | 0.51393779602782197 | 1.96 x SE |  |  |  | 3 | [10 empty] | steel |  | /inch^2 | 230
EPA 2016 Chlorine Dioxide Fumigation of Subway Materials Contamited with B. anthracis Surrogate Spores: Impact of Environmental Conditions and Presence of Dirt and Grime on Decontamition Efficacy | subway grime | Fumigation | CFU | 10000000 | [8 empty] | see report | 230 | ppmv |  |  | see report | 26.9 | see report | 76 | grimed tile | steady-state conditions | 480 |  |  | 4.8913 | LR | 0.71087540106449432 | 1.96 x SE |  |  |  | 3 | [12 empty] | /inch^2 | 230
EPA 2016 Chlorine Dioxide Fumigation of Subway Materials Contamited with B. anthracis Surrogate Spores: Impact of Environmental Conditions and Presence of Dirt and Grime on Decontamition Efficacy |  | Fumigation | CFU | 10000000 | [8 empty] | see report | 230 | ppmv |  |  | see report | 26.9 | see report | 76 | grimed and washed tile | steady-state conditions | 480 |  |  | 5.391 | LR | 0.76802122156112917 | 1.96 x SE |  |  |  | 3 | [10 empty] | smooth tile |  | /inch^2 | 230
EPA 2016 Chlorine Dioxide Fumigation of Subway Materials Contamited with B. anthracis Surrogate Spores: Impact of Environmental Conditions and Presence of Dirt and Grime on Decontamition Efficacy | subway grime | Fumigation | CFU | 10000000 |  |  | 2.25 | in^2 | 0.0014516 | m^2 |  |  | see report | 141 | ppmv |  |  | see report | 22.9 | see report | 75 | grimed concrete | steady-state conditions | 480 |  |  | 2.9258 | LR | 0.28549043903723093 | 1.96 x SE |  |  |  | 3 | [12 empty] | /inch^2 | 141
EPA 2016 Chlorine Dioxide Fumigation of Subway Materials Contamited with B. anthracis Surrogate Spores: Impact of Environmental Conditions and Presence of Dirt and Grime on Decontamition Efficacy |  | Fumigation | CFU | 10000000 |  |  | 2.25 | in^2 | 0.0014516 | m^2 |  |  | see report | 141 | ppmv |  |  | see report | 22.9 | see report | 75 | grimed and washed concrete | steady-state conditions | 480 |  |  | 4.0615 | LR | 0.55156948535149131 | 1.96 x SE |  |  |  | 3 | [10 empty] | concrete |  | /inch^2 | 141
EPA 2016 Chlorine Dioxide Fumigation of Subway Materials Contamited with B. anthracis Surrogate Spores: Impact of Environmental Conditions and Presence of Dirt and Grime on Decontamition Efficacy | subway grime | Fumigation | CFU | 10000000 |  |  | 4 | in^2 | 0.0025806 | m^2 |  |  | see report | 141 | ppmv |  |  | see report | 22.9 | see report | 75 | grimed steel | steady-state conditions | 480 |  |  | 3.1612 | LR | 0.44868064488147047 | 1.96 x SE |  |  |  | 3 | [12 empty] | /inch^2 | 141
EPA 2016 Chlorine Dioxide Fumigation of Subway Materials Contamited with B. anthracis Surrogate Spores: Impact of Environmental Conditions and Presence of Dirt and Grime on Decontamition Efficacy |  | Fumigation | CFU | 10000000 |  |  | 4 | in^2 | 0.0025806 | m^2 |  |  | see report | 141 | ppmv |  |  | see report | 22.9 | see report | 75 | grimed and washed steel | steady-state conditions | 480 |  |  | 5.4739 | LR | 1.5148983357601844 | 1.96 x SE |  |  |  | 3 | [10 empty] | steel |  | /inch^2 | 141
EPA 2016 Chlorine Dioxide Fumigation of Subway Materials Contamited with B. anthracis Surrogate Spores: Impact of Environmental Conditions and Presence of Dirt and Grime on Decontamition Efficacy | subway grime | Fumigation | CFU | 10000000 | [8 empty] | see report | 141 | ppmv |  |  | see report | 22.9 | see report | 75 | grimed tile | steady-state conditions | 480 |  |  | 3.4504 | LR | 0.28602800755284891 | 1.96 x SE |  |  |  | 3 | [12 empty] | /inch^2 | 141
EPA 2016 Chlorine Dioxide Fumigation of Subway Materials Contamited with B. anthracis Surrogate Spores: Impact of Environmental Conditions and Presence of Dirt and Grime on Decontamition Efficacy |  | Fumigation | CFU | 10000000 | [8 empty] | see report | 141 | ppmv |  |  | see report | 22.9 | see report | 75 | grimed and washed tile | steady-state conditions | 480 |  |  | 5.1693 | LR | 0.43198798655117765 | 1.96 x SE |  |  |  | 3 | [10 empty] | smooth tile |  | /inch^2 | 141
EPA 2016 Chlorine Dioxide Fumigation of Subway Materials Contamited with B. anthracis Surrogate Spores: Impact of Environmental Conditions and Presence of Dirt and Grime on Decontamition Efficacy | grease | Fumigation | CFU | 10000000 | [8 empty] | see report | 141 | ppmv |  |  | see report | 22.9 | see report | 75 | greasy aluminum stub | steady-state conditions | 480 |  |  | 3.1308 | LR | 0.25193144940130446 | 1.96 x SE |  |  |  | 3 | [12 empty] | /inch^2 | 141
EPA 2016 Chlorine Dioxide Fumigation of Subway Materials Contamited with B. anthracis Surrogate Spores: Impact of Environmental Conditions and Presence of Dirt and Grime on Decontamition Efficacy | subway grime | Fumigation | CFU | 10000000 |  |  | 2.25 | in^2 | 0.0014516 | m^2 |  |  | see report | 290 | ppmv |  |  | see report | 22.5 | see report | 50.3 | grimed concrete | steady-state conditions | 480 |  |  | 0.74844 | LR | 0.12709215147842323 | 1.96 x SE |  |  |  | 3 | [12 empty] | /inch^2 | 290
EPA 2016 Chlorine Dioxide Fumigation of Subway Materials Contamited with B. anthracis Surrogate Spores: Impact of Environmental Conditions and Presence of Dirt and Grime on Decontamition Efficacy |  | Fumigation | CFU | 10000000 |  |  | 2.25 | in^2 | 0.0014516 | m^2 |  |  | see report | 290 | ppmv |  |  | see report | 22.5 | see report | 50.3 | grimed and washed concrete | steady-state conditions | 480 |  |  | 0.65927 | LR | 0.20529937609988905 | 1.96 x SE |  |  |  | 3 | [10 empty] | concrete |  | /inch^2 | 290
EPA 2016 Chlorine Dioxide Fumigation of Subway Materials Contamited with B. anthracis Surrogate Spores: Impact of Environmental Conditions and Presence of Dirt and Grime on Decontamition Efficacy | subway grime | Fumigation | CFU | 1000000 |  |  | 4 | in^2 | 0.0025806 | m^2 |  |  | see report | 290 | ppmv |  |  | see report | 22.5 | see report | 50.3 | grimed steel | steady-state conditions | 480 |  |  | 0.52543 | LR | 0.25831708879332993 | 1.96 x SE |  |  |  | 3 | [12 empty] | /inch^2 | 290
EPA 2016 Chlorine Dioxide Fumigation of Subway Materials Contamited with B. anthracis Surrogate Spores: Impact of Environmental Conditions and Presence of Dirt and Grime on Decontamition Efficacy |  | Fumigation | CFU | 1000000 |  |  | 4 | in^2 | 0.0025806 | m^2 |  |  | see report | 290 | ppmv |  |  | see report | 22.5 | see report | 50.3 | grimed and washed steel | steady-state conditions | 480 |  |  | 0.8119 | LR | 0.10137061623103365 | 1.96 x SE |  |  |  | 3 | [10 empty] | steel |  | /inch^2 | 290
EPA 2016 Chlorine Dioxide Fumigation of Subway Materials Contamited with B. anthracis Surrogate Spores: Impact of Environmental Conditions and Presence of Dirt and Grime on Decontamition Efficacy | subway grime | Fumigation | CFU | 1000000 | [8 empty] | see report | 290 | ppmv |  |  | see report | 22.5 | see report | 50.3 | grimed tile | steady-state conditions | 480 |  |  | 0.57889 | LR | 9.7749939565299204E-2 | 1.96 x SE |  |  |  | 3 | [12 empty] | /inch^2 | 290
EPA 2016 Chlorine Dioxide Fumigation of Subway Materials Contamited with B. anthracis Surrogate Spores: Impact of Environmental Conditions and Presence of Dirt and Grime on Decontamition Efficacy |  | Fumigation | CFU | 1000000 | [8 empty] | see report | 290 | ppmv |  |  | see report | 22.5 | see report | 50.3 | grimed and washed tile | steady-state conditions | 480 |  |  | 0.61119 | LR | 0.12677733182077017 | 1.96 x SE |  |  |  | 3 | [10 empty] | smooth tile |  | /inch^2 | 290
EPA 2016 Chlorine Dioxide Fumigation of Subway Materials Contamited with B. anthracis Surrogate Spores: Impact of Environmental Conditions and Presence of Dirt and Grime on Decontamition Efficacy | grease | Fumigation | CFU | 1000000 | [8 empty] | see report | 290 | ppmv |  |  | see report | 22.5 | see report | 50.3 | greasy aluminum stub | steady-state conditions | 480 |  |  | 0.55343 | LR | 0.22385307389807416 | 1.96 x SE |  |  |  | 3 | [12 empty] | /inch^2 | 290
EPA 2016 Chlorine Dioxide Fumigation of Subway Materials Contamited with B. anthracis Surrogate Spores: Impact of Environmental Conditions and Presence of Dirt and Grime on Decontamition Efficacy | subway grime | Fumigation | CFU | 1000000 |  |  | 2.25 | in^2 | 0.0014516 | m^2 |  |  | see report | 183 | ppmv |  |  | see report | 23.8 | see report | 51.8 | grimed concrete | steady-state conditions | 480 |  |  | 0.62841 | LR | 0.21159705017281738 | 1.96 x SE |  |  |  | 3 | [12 empty] | /inch^2 | 183
EPA 2016 Chlorine Dioxide Fumigation of Subway Materials Contamited with B. anthracis Surrogate Spores: Impact of Environmental Conditions and Presence of Dirt and Grime on Decontamition Efficacy |  | Fumigation | CFU | 1000000 |  |  | 2.25 | in^2 | 0.0014516 | m^2 |  |  | see report | 183 | ppmv |  |  | see report | 23.8 | see report | 51.8 | grimed and washed concrete | steady-state conditions | 480 |  |  | 0.76137 | LR | 0.69693343202660196 | 1.96 x SE |  |  |  | 3 | [10 empty] | concrete |  | /inch^2 | 183
EPA 2016 Chlorine Dioxide Fumigation of Subway Materials Contamited with B. anthracis Surrogate Spores: Impact of Environmental Conditions and Presence of Dirt and Grime on Decontamition Efficacy | subway grime | Fumigation | CFU | 1000000 |  |  | 4 | in^2 | 0.0025806 | m^2 |  |  | see report | 183 | ppmv |  |  | see report | 23.8 | see report | 51.8 | grimed steel | steady-state conditions | 480 |  |  | 0.82216 | LR | 0.11226527151384735 | 1.96 x SE |  |  |  | 3 | [12 empty] | /inch^2 | 183
EPA 2016 Chlorine Dioxide Fumigation of Subway Materials Contamited with B. anthracis Surrogate Spores: Impact of Environmental Conditions and Presence of Dirt and Grime on Decontamition Efficacy |  | Fumigation | CFU | 100000 |  |  | 4 | in^2 | 0.0025806 | m^2 |  |  | see report | 183 | ppmv |  |  | see report | 23.8 | see report | 51.8 | grimed and washed steel | steady-state conditions | 480 |  |  | 0.90741 | LR | 9.4240370345442998E-2 | 1.96 x SE |  |  |  | 3 | [10 empty] | steel |  | /inch^2 | 183
EPA 2016 Chlorine Dioxide Fumigation of Subway Materials Contamited with B. anthracis Surrogate Spores: Impact of Environmental Conditions and Presence of Dirt and Grime on Decontamition Efficacy | subway grime | Fumigation | CFU | 100000 | [8 empty] | see report | 183 | ppmv |  |  | see report | 23.8 | see report | 51.8 | grimed tile | steady-state conditions | 480 |  |  | 0.52936 | LR | 0.4864846402927851 | 1.96 x SE |  |  |  | 3 | [12 empty] | /inch^2 | 183
EPA 2016 Chlorine Dioxide Fumigation of Subway Materials Contamited with B. anthracis Surrogate Spores: Impact of Environmental Conditions and Presence of Dirt and Grime on Decontamition Efficacy |  | Fumigation | CFU | 100000 | [8 empty] | see report | 183 | ppmv |  |  | see report | 23.8 | see report | 51.8 | grimed and washed tile | steady-state conditions | 480 |  |  | 0.78407 | LR | 0.18975421490584293 | 1.96 x SE |  |  |  | 3 | [10 empty] | smooth tile |  | /inch^2 | 183
EPA 2016 Chlorine Dioxide Fumigation of Subway Materials Contamited with B. anthracis Surrogate Spores: Impact of Environmental Conditions and Presence of Dirt and Grime on Decontamition Efficacy | grease | Fumigation | CFU | 100000 | [8 empty] | see report | 183 | ppmv |  |  | see report | 23.8 | see report | 51.8 | greasy aluminum stub | steady-state conditions | 480 |  |  | 0.44289 | LR | 0.80211020066995542 | 1.96 x SE |  |  |  | 3 | [12 empty] | /inch^2 | 183
EPA 2016 Chlorine Dioxide Fumigation of Subway Materials Contamited with B. anthracis Surrogate Spores: Impact of Environmental Conditions and Presence of Dirt and Grime on Decontamition Efficacy | subway grime | Fumigation | CFU | 100000 |  |  | 2.25 | in^2 | 0.0014516 | m^2 |  |  | see report | 245 | ppmv |  |  | see report | 11 | see report | 70.2 | grimed concrete | steady-state conditions | 480 |  |  | 1.1766 | LR | 0.20307366962338488 | 1.96 x SE |  |  |  | 3 | [12 empty] | /inch^2 | 245
EPA 2016 Chlorine Dioxide Fumigation of Subway Materials Contamited with B. anthracis Surrogate Spores: Impact of Environmental Conditions and Presence of Dirt and Grime on Decontamition Efficacy |  | Fumigation | CFU | 100000 |  |  | 2.25 | in^2 | 0.0014516 | m^2 |  |  | see report | 245 | ppmv |  |  | see report | 11 | see report | 70.2 | grimed and washed concrete | steady-state conditions | 480 |  |  | 1.4995 | LR | 0.76355448632758049 | 1.96 x SE |  |  |  | 3 | [10 empty] | concrete |  | /inch^2 | 245
EPA 2016 Chlorine Dioxide Fumigation of Subway Materials Contamited with B. anthracis Surrogate Spores: Impact of Environmental Conditions and Presence of Dirt and Grime on Decontamition Efficacy | subway grime | Fumigation | CFU | 100000 |  |  | 4 | in^2 | 0.0025806 | m^2 |  |  | see report | 245 | ppmv |  |  | see report | 11 | see report | 70.2 | grimed steel | steady-state conditions | 480 |  |  | 1.2617 | LR | 0.77853985633959755 | 1.96 x SE |  |  |  | 3 | [12 empty] | /inch^2 | 245
EPA 2016 Chlorine Dioxide Fumigation of Subway Materials Contamited with B. anthracis Surrogate Spores: Impact of Environmental Conditions and Presence of Dirt and Grime on Decontamition Efficacy |  | Fumigation | CFU | 100000 |  |  | 4 | in^2 | 0.0025806 | m^2 |  |  | see report | 245 | ppmv |  |  | see report | 11 | see report | 70.2 | grimed and washed steel | steady-state conditions | 480 |  |  | 1.1706 | LR | 0.40902110830781363 | 1.96 x SE |  |  |  | 3 | [10 empty] | steel |  | /inch^2 | 245
EPA 2016 Chlorine Dioxide Fumigation of Subway Materials Contamited with B. anthracis Surrogate Spores: Impact of Environmental Conditions and Presence of Dirt and Grime on Decontamition Efficacy | subway grime | Fumigation | CFU | 10000000 | [8 empty] | see report | 245 | ppmv |  |  | see report | 11 | see report | 70.2 | grimed tile | steady-state conditions | 480 |  |  | 1.1495 | LR | 0.52467311868123157 | 1.96 x SE |  |  |  | 3 | [12 empty] | /inch^2 | 245
EPA 2016 Chlorine Dioxide Fumigation of Subway Materials Contamited with B. anthracis Surrogate Spores: Impact of Environmental Conditions and Presence of Dirt and Grime on Decontamition Efficacy |  | Fumigation | CFU | 10000000 | [8 empty] | see report | 245 | ppmv |  |  | see report | 11 | see report | 70.2 | grimed and washed tile | steady-state conditions | 480 |  |  | 1.5182 | LR | 0.87456643128263001 | 1.96 x SE |  |  |  | 3 | [10 empty] | smooth tile |  | /inch^2 | 245
EPA 2016 Chlorine Dioxide Fumigation of Subway Materials Contamited with B. anthracis Surrogate Spores: Impact of Environmental Conditions and Presence of Dirt and Grime on Decontamition Efficacy | grease | Fumigation | CFU | 10000000 | [8 empty] | see report | 245 | ppmv |  |  | see report | 11 | see report | 70.2 | greasy aluminum stub | steady-state conditions | 480 |  |  | 1.1796 | LR | 1.2582599773567493 | 1.96 x SE |  |  |  | 3 | [12 empty] | /inch^2 | 245
EPA 2016 Chlorine Dioxide Fumigation of Subway Materials Contamited with B. anthracis Surrogate Spores: Impact of Environmental Conditions and Presence of Dirt and Grime on Decontamition Efficacy | subway grime | Fumigation | CFU | 10000000 |  |  | 2.25 | in^2 | 0.0014516 | m^2 |  |  | see report | 214 | ppmv |  |  | see report | 11.5 | see report | 79.2 | grimed concrete | steady-state conditions | 1080 |  |  | 2.5783 | LR | 3.3619491763674954 | 1.96 x SE |  |  |  | 3 | [12 empty] | /inch^2 | 214
EPA 2016 Chlorine Dioxide Fumigation of Subway Materials Contamited with B. anthracis Surrogate Spores: Impact of Environmental Conditions and Presence of Dirt and Grime on Decontamition Efficacy |  | Fumigation | CFU | 10000000 |  |  | 2.25 | in^2 | 0.0014516 | m^2 |  |  | see report | 214 | ppmv |  |  | see report | 11.5 | see report | 79.2 | grimed and washed concrete | steady-state conditions | 1080 |  |  | 3.2777 | LR | 1.961847697229216 | 1.96 x SE |  |  |  | 3 | [10 empty] | concrete |  | /inch^2 | 214
EPA 2016 Chlorine Dioxide Fumigation of Subway Materials Contamited with B. anthracis Surrogate Spores: Impact of Environmental Conditions and Presence of Dirt and Grime on Decontamition Efficacy | subway grime | Fumigation | CFU | 10000000 |  |  | 4 | in^2 | 0.0025806 | m^2 |  |  | see report | 214 | ppmv |  |  | see report | 11.5 | see report | 79.2 | grimed steel | steady-state conditions | 1080 |  |  | 2.2114 | LR | 0.63426468580820372 | 1.96 x SE |  |  |  | 3 | [12 empty] | /inch^2 | 214
EPA 2016 Chlorine Dioxide Fumigation of Subway Materials Contamited with B. anthracis Surrogate Spores: Impact of Environmental Conditions and Presence of Dirt and Grime on Decontamition Efficacy | subway grime | Fumigation | CFU | 10000000 | [8 empty] | see report | 214 | ppmv |  |  | see report | 11.5 | see report | 79.2 | grimed tile | steady-state conditions | 1080 |  |  | 2.1961 | LR | 0.63279825905621379 | 1.96 x SE |  |  |  | 3 | [12 empty] | /inch^2 | 214
EPA 2016 Chlorine Dioxide Fumigation of Subway Materials Contamited with B. anthracis Surrogate Spores: Impact of Environmental Conditions and Presence of Dirt and Grime on Decontamition Efficacy | subway grime | Fumigation | CFU | 10000000 |  |  | 2.25 | in^2 | 0.0014516 | m^2 |  |  | see report | 3454 | ppmv |  |  | see report | 27 | see report | 76.3 | grimed concrete | steady-state conditions | 180 |  |  | 5.8923 | LR | 1.4142496167332863 | 1.96 x SE |  |  |  | 3 | [12 empty] | /inch^2 | 3454
EPA 2016 Chlorine Dioxide Fumigation of Subway Materials Contamited with B. anthracis Surrogate Spores: Impact of Environmental Conditions and Presence of Dirt and Grime on Decontamition Efficacy |  | Fumigation | CFU | 10000000 |  |  | 2.25 | in^2 | 0.0014516 | m^2 |  |  | see report | 3454 | ppmv |  |  | see report | 27 | see report | 76.3 | grimed and washed concrete | steady-state conditions | 180 |  |  | 6.0005 | LR | 1.4695048279667127 | 1.96 x SE |  |  |  | 3 | [10 empty] | concrete |  | /inch^2 | 3454
EPA 2016 Chlorine Dioxide Fumigation of Subway Materials Contamited with B. anthracis Surrogate Spores: Impact of Environmental Conditions and Presence of Dirt and Grime on Decontamition Efficacy | subway grime | Fumigation | CFU | 10000000 |  |  | 4 | in^2 | 0.0025806 | m^2 |  |  | see report | 3454 | ppmv |  |  | see report | 27 | see report | 76.3 | grimed steel | steady-state conditions | 180 |  |  | 3.3837 | LR | 2.9422914743601676 | 1.96 x SE |  |  |  | 3 | [12 empty] | /inch^2 | 3454
EPA 2016 Chlorine Dioxide Fumigation of Subway Materials Contamited with B. anthracis Surrogate Spores: Impact of Environmental Conditions and Presence of Dirt and Grime on Decontamition Efficacy | subway grime | Fumigation | CFU | 10000000 | [8 empty] | see report | 3454 | ppmv |  |  | see report | 27 | see report | 76.3 | grimed tile | steady-state conditions | 180 |  |  | 7.4693 | LR | 0.1426182383862844 | 1.96 x SE |  |  |  | 3 | [12 empty] | /inch^2 | 3454
EPA 2016 Chlorine Dioxide Fumigation of Subway Materials Contamited with B. anthracis Surrogate Spores: Impact of Environmental Conditions and Presence of Dirt and Grime on Decontamition Efficacy | subway grime | Fumigation | CFU | 10000000 |  |  | 2.25 | in^2 | 0.0014516 | m^2 |  |  | see report | 3273 | ppmv |  |  | see report | 12.8 | see report | 68.2 | grimed concrete | steady-state conditions | 360 |  |  | 1.6884 | LR | 0.82329574626063717 | 1.96 x SE |  |  |  | 3 | [12 empty] | /inch^2 | 3273
EPA 2016 Chlorine Dioxide Fumigation of Subway Materials Contamited with B. anthracis Surrogate Spores: Impact of Environmental Conditions and Presence of Dirt and Grime on Decontamition Efficacy |  | Fumigation | CFU | 1000000 |  |  | 2.25 | in^2 | 0.0014516 | m^2 |  |  | see report | 3273 | ppmv |  |  | see report | 12.8 | see report | 68.2 | grimed and washed concrete | steady-state conditions | 360 |  |  | 2.6692 | LR | 3.485379058304741 | 1.96 x SE |  |  |  | 3 | [10 empty] | concrete |  | /inch^2 | 3273
EPA 2016 Chlorine Dioxide Fumigation of Subway Materials Contamited with B. anthracis Surrogate Spores: Impact of Environmental Conditions and Presence of Dirt and Grime on Decontamition Efficacy | subway grime | Fumigation | CFU | 1000000 |  |  | 4 | in^2 | 0.0025806 | m^2 |  |  | see report | 3273 | ppmv |  |  | see report | 12.8 | see report | 68.2 | grimed steel | steady-state conditions | 360 |  |  | 1.9712 | LR | 0.98456011187395009 | 1.96 x SE |  |  |  | 3 | [12 empty] | /inch^2 | 3273
EPA 2016 Chlorine Dioxide Fumigation of Subway Materials Contamited with B. anthracis Surrogate Spores: Impact of Environmental Conditions and Presence of Dirt and Grime on Decontamition Efficacy | subway grime | Fumigation | CFU | 1000000 | [8 empty] | see report | 3273 | ppmv |  |  | see report | 12.8 | see report | 68.2 | grimed tile | steady-state conditions | 360 |  |  | 2.0003 | LR | 0.32451491578293418 | 1.96 x SE |  |  |  | 3 | [12 empty] | /inch^2 | 3273
EPA 2016 Chlorine Dioxide Fumigation of Subway Materials Contamited with B. anthracis Surrogate Spores: Impact of Environmental Conditions and Presence of Dirt and Grime on Decontamition Efficacy | subway grime | Fumigation | CFU | 1000000 |  |  | 2.25 | in^2 | 0.0014516 | m^2 |  |  | see report | 1487 | ppmv |  |  | see report | 24.4 | see report | 75 | grimed concrete | steady-state conditions | 360 |  |  | 3.2944 | LR | 2.9306883924874398 | 1.96 x SE |  |  |  | 3 | [12 empty] | /inch^2 | 1487
EPA 2016 Chlorine Dioxide Fumigation of Subway Materials Contamited with B. anthracis Surrogate Spores: Impact of Environmental Conditions and Presence of Dirt and Grime on Decontamition Efficacy |  | Fumigation | CFU | 1000000 |  |  | 2.25 | in^2 | 0.0014516 | m^2 |  |  | see report | 1487 | ppmv |  |  | see report | 24.4 | see report | 75 | grimed and washed concrete | steady-state conditions | 360 |  |  | 5.1592 | LR | 0.77366719371335779 | 1.96 x SE |  |  |  | 3 | [10 empty] | concrete |  | /inch^2 | 1487
EPA 2016 Chlorine Dioxide Fumigation of Subway Materials Contamited with B. anthracis Surrogate Spores: Impact of Environmental Conditions and Presence of Dirt and Grime on Decontamition Efficacy | subway grime | Fumigation | CFU | 1000000 |  |  | 4 | in^2 | 0.0025806 | m^2 |  |  | see report | 1487 | ppmv |  |  | see report | 24.4 | see report | 75 | grimed steel | steady-state conditions | 360 |  |  | 3.6424 | LR | 0.74375109746716694 | 1.96 x SE |  |  |  | 3 | [12 empty] | /inch^2 | 1487
EPA 2016 Chlorine Dioxide Fumigation of Subway Materials Contamited with B. anthracis Surrogate Spores: Impact of Environmental Conditions and Presence of Dirt and Grime on Decontamition Efficacy |  | Fumigation | CFU | 1000000 |  |  | 4 | in^2 | 0.0025806 | m^2 |  |  | see report | 1487 | ppmv |  |  | see report | 24.4 | see report | 75 | grimed and washed steel | steady-state conditions | 360 |  |  | 3.2516 | LR | 2.2165081934375417 | 1.96 x SE |  |  |  | 3 | [10 empty] | steel |  | /inch^2 | 1487
EPA 2016 Chlorine Dioxide Fumigation of Subway Materials Contamited with B. anthracis Surrogate Spores: Impact of Environmental Conditions and Presence of Dirt and Grime on Decontamition Efficacy | subway grime | Fumigation | CFU | 1000000 | [8 empty] | see report | 1487 | ppmv |  |  | see report | 24.4 | see report | 75 | grimed tile | steady-state conditions | 360 |  |  | 3.9063 | LR | 0.51595957668314396 | 1.96 x SE |  |  |  | 3 | [12 empty] | /inch^2 | 1487
EPA 2016 Chlorine Dioxide Fumigation of Subway Materials Contamited with B. anthracis Surrogate Spores: Impact of Environmental Conditions and Presence of Dirt and Grime on Decontamition Efficacy |  | Fumigation | CFU | 1000000 | [8 empty] | see report | 1487 | ppmv |  |  | see report | 24.4 | see report | 75 | grimed and washed tile | steady-state conditions | 360 |  |  | 5.089 | LR | 1.8465641423552244 | 1.96 x SE |  |  |  | 3 | [10 empty] | smooth tile |  | /inch^2 | 1487
EPA 2016 Chlorine Dioxide Fumigation of Subway Materials Contamited with B. anthracis Surrogate Spores: Impact of Environmental Conditions and Presence of Dirt and Grime on Decontamition Efficacy | grease | Fumigation | CFU | 1000000 | [8 empty] | see report | 1487 | ppmv |  |  | see report | 24.4 | see report | 75 | greasy aluminum stub | steady-state conditions | 360 |  |  | 2.6893 | LR | 0.49596846905942277 | 1.96 x SE |  |  |  | 3 | [12 empty] | /inch^2 | 1487
EPA 2016 Chlorine Dioxide Fumigation of Subway Materials Contamited with B. anthracis Surrogate Spores: Impact of Environmental Conditions and Presence of Dirt and Grime on Decontamition Efficacy | subway grime | Fumigation | CFU | 1000000 |  |  | 2.25 | in^2 | 0.0014516 | m^2 |  |  | see report | 229 | ppmv |  |  | see report | 27 | see report | 76 | grimed concrete | steady-state conditions | 720 |  |  | 7.1213 | LR | 0.52863862541200224 | 1.96 x SE |  |  |  | 3 | [12 empty] | /inch^2 | 229
EPA 2016 Chlorine Dioxide Fumigation of Subway Materials Contamited with B. anthracis Surrogate Spores: Impact of Environmental Conditions and Presence of Dirt and Grime on Decontamition Efficacy |  | Fumigation | CFU | 1000000 |  |  | 2.25 | in^2 | 0.0014516 | m^2 |  |  | see report | 229 | ppmv |  |  | see report | 27 | see report | 76 | grimed and washed concrete | steady-state conditions | 720 |  |  | 7.611 | LR | 0.26582894357573833 | 1.96 x SE |  |  |  | 3 | [10 empty] | concrete |  | /inch^2 | 229
EPA 2016 Chlorine Dioxide Fumigation of Subway Materials Contamited with B. anthracis Surrogate Spores: Impact of Environmental Conditions and Presence of Dirt and Grime on Decontamition Efficacy | subway grime | Fumigation | CFU | 1000000 |  |  | 4 | in^2 | 0.0025806 | m^2 |  |  | see report | 229 | ppmv |  |  | see report | 27 | see report | 76 | grimed steel | steady-state conditions | 720 |  |  | 5.0342 | LR | 1.8175867601348208 | 1.96 x SE |  |  |  | 3 | [12 empty] | /inch^2 | 229
EPA 2016 Chlorine Dioxide Fumigation of Subway Materials Contamited with B. anthracis Surrogate Spores: Impact of Environmental Conditions and Presence of Dirt and Grime on Decontamition Efficacy |  | Fumigation | CFU | 1000000 |  |  | 4 | in^2 | 0.0025806 | m^2 |  |  | see report | 229 | ppmv |  |  | see report | 27 | see report | 76 | grimed and washed steel | steady-state conditions | 720 |  |  | 7.7506 | LR | 5.3818229821269062E-2 | 1.96 x SE |  |  |  | 3 | [10 empty] | steel |  | /inch^2 | 229
EPA 2016 Chlorine Dioxide Fumigation of Subway Materials Contamited with B. anthracis Surrogate Spores: Impact of Environmental Conditions and Presence of Dirt and Grime on Decontamition Efficacy | subway grime | Fumigation | CFU | 1000000 | [8 empty] | see report | 229 | ppmv |  |  | see report | 27 | see report | 76 | grimed tile | steady-state conditions | 720 |  |  | 3.9594 | LR | 2.6045625863967405 | 1.96 x SE |  |  |  | 3 | [12 empty] | /inch^2 | 229
EPA 2016 Chlorine Dioxide Fumigation of Subway Materials Contamited with B. anthracis Surrogate Spores: Impact of Environmental Conditions and Presence of Dirt and Grime on Decontamition Efficacy |  | Fumigation | CFU | 1000000 | [8 empty] | see report | 229 | ppmv |  |  | see report | 27 | see report | 76 | grimed and washed tile | steady-state conditions | 720 |  |  | 6.2768 | LR | 1.0157481123829175 | 1.96 x SE |  |  |  | 3 | [10 empty] | smooth tile |  | /inch^2 | 229
EPA 2016 Chlorine Dioxide Fumigation of Subway Materials Contamited with B. anthracis Surrogate Spores: Impact of Environmental Conditions and Presence of Dirt and Grime on Decontamition Efficacy | subway grime | Fumigation | CFU | 100000 |  |  | 2.25 | in^2 | 0.0014516 | m^2 |  |  | see report | 146 | ppmv |  |  | see report | 23 | see report | 75 | grimed concrete | steady-state conditions | 720 |  |  | 3.3912 | LR | 1.0807310883051469 | 1.96 x SE |  |  |  | 3 | [12 empty] | /inch^2 | 146
EPA 2016 Chlorine Dioxide Fumigation of Subway Materials Contamited with B. anthracis Surrogate Spores: Impact of Environmental Conditions and Presence of Dirt and Grime on Decontamition Efficacy |  | Fumigation | CFU | 100000 |  |  | 2.25 | in^2 | 0.0014516 | m^2 |  |  | see report | 146 | ppmv |  |  | see report | 23 | see report | 75 | grimed and washed concrete | steady-state conditions | 720 |  |  | 4.2693 | LR | 0.70688647746245148 | 1.96 x SE |  |  |  | 3 | [10 empty] | concrete |  | /inch^2 | 146
EPA 2016 Chlorine Dioxide Fumigation of Subway Materials Contamited with B. anthracis Surrogate Spores: Impact of Environmental Conditions and Presence of Dirt and Grime on Decontamition Efficacy | subway grime | Fumigation | CFU | 100000 |  |  | 4 | in^2 | 0.0025806 | m^2 |  |  | see report | 146 | ppmv |  |  | see report | 23 | see report | 75 | grimed steel | steady-state conditions | 720 |  |  | 4.9693 | LR | 0.51479340019361997 | 1.96 x SE |  |  |  | 3 | [12 empty] | /inch^2 | 146
EPA 2016 Chlorine Dioxide Fumigation of Subway Materials Contamited with B. anthracis Surrogate Spores: Impact of Environmental Conditions and Presence of Dirt and Grime on Decontamition Efficacy |  | Fumigation | CFU | 100000 |  |  | 4 | in^2 | 0.0025806 | m^2 |  |  | see report | 146 | ppmv |  |  | see report | 23 | see report | 75 | grimed and washed steel | steady-state conditions | 720 |  |  | 5.4591 | LR | 0.30685151446126646 | 1.96 x SE |  |  |  | 3 | [10 empty] | steel |  | /inch^2 | 146
EPA 2016 Chlorine Dioxide Fumigation of Subway Materials Contamited with B. anthracis Surrogate Spores: Impact of Environmental Conditions and Presence of Dirt and Grime on Decontamition Efficacy | subway grime | Fumigation | CFU | 100000 | [8 empty] | see report | 146 | ppmv |  |  | see report | 23 | see report | 75 | grimed tile | steady-state conditions | 720 |  |  | 2.8945 | LR | 1.6029984389278085 | 1.96 x SE |  |  |  | 3 | [12 empty] | /inch^2 | 146
EPA 2016 Chlorine Dioxide Fumigation of Subway Materials Contamited with B. anthracis Surrogate Spores: Impact of Environmental Conditions and Presence of Dirt and Grime on Decontamition Efficacy |  | Fumigation | CFU | 100000 | [8 empty] | see report | 146 | ppmv |  |  | see report | 23 | see report | 75 | grimed and washed tile | steady-state conditions | 720 |  |  | 5.4113 | LR | 0.91577275309762851 | 1.96 x SE |  |  |  | 3 | [10 empty] | smooth tile |  | /inch^2 | 146
EPA 2016 Chlorine Dioxide Fumigation of Subway Materials Contamited with B. anthracis Surrogate Spores: Impact of Environmental Conditions and Presence of Dirt and Grime on Decontamition Efficacy | grease | Fumigation | CFU | 100000 | [8 empty] | see report | 146 | ppmv |  |  | see report | 23 | see report | 75 | greasy aluminum stub | steady-state conditions | 720 |  |  | 4.6253 | LR | 0.63217596708460155 | 1.96 x SE |  |  |  | 3 | [12 empty] | /inch^2 | 146
EPA 2016 Chlorine Dioxide Fumigation of Subway Materials Contamited with B. anthracis Surrogate Spores: Impact of Environmental Conditions and Presence of Dirt and Grime on Decontamition Efficacy | subway grime | Fumigation | CFU | 100000 |  |  | 2.25 | in^2 | 0.0014516 | m^2 |  |  | see report | 296 | ppmv |  |  | see report | 22.6 | see report | 50.2 | grimed concrete | steady-state conditions | 720 |  |  | 0.852 | LR | 0.16944344727895352 | 1.96 x SE |  |  |  | 3 | [12 empty] | /inch^2 | 296
EPA 2016 Chlorine Dioxide Fumigation of Subway Materials Contamited with B. anthracis Surrogate Spores: Impact of Environmental Conditions and Presence of Dirt and Grime on Decontamition Efficacy |  | Fumigation | CFU | 10000000 |  |  | 2.25 | in^2 | 0.0014516 | m^2 |  |  | see report | 296 | ppmv |  |  | see report | 22.6 | see report | 50.2 | grimed and washed concrete | steady-state conditions | 720 |  |  | 0.82668 | LR | 0.13066724630195953 | 1.96 x SE |  |  |  | 3 | [10 empty] | concrete |  | /inch^2 | 296
EPA 2016 Chlorine Dioxide Fumigation of Subway Materials Contamited with B. anthracis Surrogate Spores: Impact of Environmental Conditions and Presence of Dirt and Grime on Decontamition Efficacy | subway grime | Fumigation | CFU | 10000000 |  |  | 4 | in^2 | 0.0025806 | m^2 |  |  | see report | 296 | ppmv |  |  | see report | 22.6 | see report | 50.2 | grimed steel | steady-state conditions | 720 |  |  | 0.73668 | LR | 0.1828380929979137 | 1.96 x SE |  |  |  | 3 | [12 empty] | /inch^2 | 296
EPA 2016 Chlorine Dioxide Fumigation of Subway Materials Contamited with B. anthracis Surrogate Spores: Impact of Environmental Conditions and Presence of Dirt and Grime on Decontamition Efficacy |  | Fumigation | CFU | 10000000 |  |  | 4 | in^2 | 0.0025806 | m^2 |  |  | see report | 296 | ppmv |  |  | see report | 22.6 | see report | 50.2 | grimed and washed steel | steady-state conditions | 720 |  |  | 0.96855 | LR | 6.2662606990695605E-2 | 1.96 x SE |  |  |  | 3 | [10 empty] | steel |  | /inch^2 | 296
EPA 2016 Chlorine Dioxide Fumigation of Subway Materials Contamited with B. anthracis Surrogate Spores: Impact of Environmental Conditions and Presence of Dirt and Grime on Decontamition Efficacy | subway grime | Fumigation | CFU | 10000000 | [8 empty] | see report | 296 | ppmv |  |  | see report | 22.6 | see report | 50.2 | grimed tile | steady-state conditions | 720 |  |  | 0.82317 | LR | 0.16471674782234935 | 1.96 x SE |  |  |  | 3 | [12 empty] | /inch^2 | 296
EPA 2016 Chlorine Dioxide Fumigation of Subway Materials Contamited with B. anthracis Surrogate Spores: Impact of Environmental Conditions and Presence of Dirt and Grime on Decontamition Efficacy |  | Fumigation | CFU | 10000000 | [8 empty] | see report | 296 | ppmv |  |  | see report | 22.6 | see report | 50.2 | grimed and washed tile | steady-state conditions | 720 |  |  | 0.71813 | LR | 0.11105151754286807 | 1.96 x SE |  |  |  | 3 | [10 empty] | smooth tile |  | /inch^2 | 296
EPA 2016 Chlorine Dioxide Fumigation of Subway Materials Contamited with B. anthracis Surrogate Spores: Impact of Environmental Conditions and Presence of Dirt and Grime on Decontamition Efficacy | grease | Fumigation | CFU | 10000000 | [8 empty] | see report | 296 | ppmv |  |  | see report | 22.6 | see report | 50.2 | greasy aluminum stub | steady-state conditions | 720 |  |  | 0.55507 | LR | 0.22499552190194716 | 1.96 x SE |  |  |  | 3 | [12 empty] | /inch^2 | 296
EPA 2016 Chlorine Dioxide Fumigation of Subway Materials Contamited with B. anthracis Surrogate Spores: Impact of Environmental Conditions and Presence of Dirt and Grime on Decontamition Efficacy | subway grime | Fumigation | CFU | 10000000 |  |  | 2.25 | in^2 | 0.0014516 | m^2 |  |  | see report | 184 | ppmv |  |  | see report | 23.7 | see report | 51.4 | grimed concrete | steady-state conditions | 720 |  |  | 0.93229 | LR | 0.17206396252980061 | 1.96 x SE |  |  |  | 3 | [12 empty] | /inch^2 | 184
EPA 2016 Chlorine Dioxide Fumigation of Subway Materials Contamited with B. anthracis Surrogate Spores: Impact of Environmental Conditions and Presence of Dirt and Grime on Decontamition Efficacy |  | Fumigation | CFU | 10000000 |  |  | 2.25 | in^2 | 0.0014516 | m^2 |  |  | see report | 184 | ppmv |  |  | see report | 23.7 | see report | 51.4 | grimed and washed concrete | steady-state conditions | 720 |  |  | 0.83611 | LR | 0.69367515237273936 | 1.96 x SE |  |  |  | 3 | [10 empty] | concrete |  | /inch^2 | 184
EPA 2016 Chlorine Dioxide Fumigation of Subway Materials Contamited with B. anthracis Surrogate Spores: Impact of Environmental Conditions and Presence of Dirt and Grime on Decontamition Efficacy | subway grime | Fumigation | CFU | 10000000 |  |  | 4 | in^2 | 0.0025806 | m^2 |  |  | see report | 184 | ppmv |  |  | see report | 23.7 | see report | 51.4 | grimed steel | steady-state conditions | 720 |  |  | 0.89352 | LR | 0.15070285134493494 | 1.96 x SE |  |  |  | 3 | [12 empty] | /inch^2 | 184
EPA 2016 Chlorine Dioxide Fumigation of Subway Materials Contamited with B. anthracis Surrogate Spores: Impact of Environmental Conditions and Presence of Dirt and Grime on Decontamition Efficacy |  | Fumigation | CFU | 10000000 |  |  | 4 | in^2 | 0.0025806 | m^2 |  |  | see report | 184 | ppmv |  |  | see report | 23.7 | see report | 51.4 | grimed and washed steel | steady-state conditions | 720 |  |  | 0.98665 | LR | 0.11439599869866303 | 1.96 x SE |  |  |  | 3 | [10 empty] | steel |  | /inch^2 | 184
EPA 2016 Chlorine Dioxide Fumigation of Subway Materials Contamited with B. anthracis Surrogate Spores: Impact of Environmental Conditions and Presence of Dirt and Grime on Decontamition Efficacy | subway grime | Fumigation | CFU | 10000000 | [8 empty] | see report | 184 | ppmv |  |  | see report | 23.7 | see report | 51.4 | grimed tile | steady-state conditions | 720 |  |  | 0.56666 | LR | 0.52231803617032679 | 1.96 x SE |  |  |  | 3 | [12 empty] | /inch^2 | 184
EPA 2016 Chlorine Dioxide Fumigation of Subway Materials Contamited with B. anthracis Surrogate Spores: Impact of Environmental Conditions and Presence of Dirt and Grime on Decontamition Efficacy |  | Fumigation | CFU | 10000000 | [8 empty] | see report | 184 | ppmv |  |  | see report | 23.7 | see report | 51.4 | grimed and washed tile | steady-state conditions | 720 |  |  | 0.80781 | LR | 0.1488716133943376 | 1.96 x SE |  |  |  | 3 | [10 empty] | smooth tile |  | /inch^2 | 184
EPA 2016 Chlorine Dioxide Fumigation of Subway Materials Contamited with B. anthracis Surrogate Spores: Impact of Environmental Conditions and Presence of Dirt and Grime on Decontamition Efficacy | grease | Fumigation | CFU | 1000000 | [8 empty] | see report | 184 | ppmv |  |  | see report | 23.7 | see report | 51.4 | greasy aluminum stub | steady-state conditions | 720 |  |  | 0.53036 | LR | 0.7434416737359888 | 1.96 x SE |  |  |  | 3 | [12 empty] | /inch^2 | 184
EPA 2016 Chlorine Dioxide Fumigation of Subway Materials Contamited with B. anthracis Surrogate Spores: Impact of Environmental Conditions and Presence of Dirt and Grime on Decontamition Efficacy | subway grime | Fumigation | CFU | 1000000 |  |  | 2.25 | in^2 | 0.0014516 | m^2 |  |  | see report | 236 | ppmv |  |  | see report | 10.9 | see report | 70.5 | grimed concrete | steady-state conditions | 720 |  |  | 1.8669 | LR | 0.46435325503240482 | 1.96 x SE |  |  |  | 3 | [12 empty] | /inch^2 | 236
EPA 2016 Chlorine Dioxide Fumigation of Subway Materials Contamited with B. anthracis Surrogate Spores: Impact of Environmental Conditions and Presence of Dirt and Grime on Decontamition Efficacy |  | Fumigation | CFU | 1000000 |  |  | 2.25 | in^2 | 0.0014516 | m^2 |  |  | see report | 236 | ppmv |  |  | see report | 10.9 | see report | 70.5 | grimed and washed concrete | steady-state conditions | 720 |  |  | 2.3477 | LR | 1.1499427872533257 | 1.96 x SE |  |  |  | 3 | [10 empty] | concrete |  | /inch^2 | 236
EPA 2016 Chlorine Dioxide Fumigation of Subway Materials Contamited with B. anthracis Surrogate Spores: Impact of Environmental Conditions and Presence of Dirt and Grime on Decontamition Efficacy | subway grime | Fumigation | CFU | 1000000 |  |  | 4 | in^2 | 0.0025806 | m^2 |  |  | see report | 236 | ppmv |  |  | see report | 10.9 | see report | 70.5 | grimed steel | steady-state conditions | 720 |  |  | 1.3762 | LR | 0.80430866425248193 | 1.96 x SE |  |  |  | 3 | [12 empty] | /inch^2 | 236
EPA 2016 Chlorine Dioxide Fumigation of Subway Materials Contamited with B. anthracis Surrogate Spores: Impact of Environmental Conditions and Presence of Dirt and Grime on Decontamition Efficacy |  | Fumigation | CFU | 1000000 |  |  | 4 | in^2 | 0.0025806 | m^2 |  |  | see report | 236 | ppmv |  |  | see report | 10.9 | see report | 70.5 | grimed and washed steel | steady-state conditions | 720 |  |  | 2.2658 | LR | 1.0064236109311013 | 1.96 x SE |  |  |  | 3 | [10 empty] | steel |  | /inch^2 | 236
EPA 2016 Chlorine Dioxide Fumigation of Subway Materials Contamited with B. anthracis Surrogate Spores: Impact of Environmental Conditions and Presence of Dirt and Grime on Decontamition Efficacy | subway grime | Fumigation | CFU | 1000000 | [8 empty] | see report | 236 | ppmv |  |  | see report | 10.9 | see report | 70.5 | grimed tile | steady-state conditions | 720 |  |  | 1.589 | LR | 0.72773933998521301 | 1.96 x SE |  |  |  | 3 | [12 empty] | /inch^2 | 236
EPA 2016 Chlorine Dioxide Fumigation of Subway Materials Contamited with B. anthracis Surrogate Spores: Impact of Environmental Conditions and Presence of Dirt and Grime on Decontamition Efficacy |  | Fumigation | CFU | 1000000 | [8 empty] | see report | 236 | ppmv |  |  | see report | 10.9 | see report | 70.5 | grimed and washed tile | steady-state conditions | 720 |  |  | 2.3491 | LR | 1.2354711321065777 | 1.96 x SE |  |  |  | 3 | [10 empty] | smooth tile |  | /inch^2 | 236
EPA 2016 Chlorine Dioxide Fumigation of Subway Materials Contamited with B. anthracis Surrogate Spores: Impact of Environmental Conditions and Presence of Dirt and Grime on Decontamition Efficacy | grease | Fumigation | CFU | 1000000 | [8 empty] | see report | 236 | ppmv |  |  | see report | 10.9 | see report | 70.5 | greasy aluminum stub | steady-state conditions | 720 |  |  | 0.94119 | LR | 0.3448144986258001 | 1.96 x SE |  |  |  | 3 | [12 empty] | /inch^2 | 236
EPA 2016 Chlorine Dioxide Fumigation of Subway Materials Contamited with B. anthracis Surrogate Spores: Impact of Environmental Conditions and Presence of Dirt and Grime on Decontamition Efficacy | subway grime | Fumigation | CFU | 1000000 |  |  | 2.25 | in^2 | 0.0014516 | m^2 |  |  | see report | 213 | ppmv |  |  | see report | 11.2 | see report | 79.3 | grimed concrete | steady-state conditions | 1440 |  |  | 2.1138 | LR | 1.4357004208039392 | 1.96 x SE |  |  |  | 3 | [12 empty] | /inch^2 | 213
EPA 2016 Chlorine Dioxide Fumigation of Subway Materials Contamited with B. anthracis Surrogate Spores: Impact of Environmental Conditions and Presence of Dirt and Grime on Decontamition Efficacy |  | Fumigation | CFU | 1000000 |  |  | 2.25 | in^2 | 0.0014516 | m^2 |  |  | see report | 213 | ppmv |  |  | see report | 11.2 | see report | 79.3 | grimed and washed concrete | steady-state conditions | 1440 |  |  | 2.0026 | LR | 0.93215456439106981 | 1.96 x SE |  |  |  | 3 | [10 empty] | concrete |  | /inch^2 | 213
EPA 2016 Chlorine Dioxide Fumigation of Subway Materials Contamited with B. anthracis Surrogate Spores: Impact of Environmental Conditions and Presence of Dirt and Grime on Decontamition Efficacy | subway grime | Fumigation | CFU | 1000000 |  |  | 4 | in^2 | 0.0025806 | m^2 |  |  | see report | 213 | ppmv |  |  | see report | 11.2 | see report | 79.3 | grimed steel | steady-state conditions | 1440 |  |  | 1.27 | LR | 0 | 1.96 x SE |  |  |  | 3 | [12 empty] | /inch^2 | 213
EPA 2016 Chlorine Dioxide Fumigation of Subway Materials Contamited with B. anthracis Surrogate Spores: Impact of Environmental Conditions and Presence of Dirt and Grime on Decontamition Efficacy | subway grime | Fumigation | CFU | 1000000 | [8 empty] | see report | 213 | ppmv |  |  | see report | 11.2 | see report | 79.3 | grimed tile | steady-state conditions | 1440 |  |  | 1.83 | LR | 0 | 1.96 x SE |  |  |  | 3 | [12 empty] | /inch^2 | 213
EPA 2016 Chlorine Dioxide Fumigation of Subway Materials Contamited with B. anthracis Surrogate Spores: Impact of Environmental Conditions and Presence of Dirt and Grime on Decontamition Efficacy | subway grime | Fumigation | CFU | 1000000 |  |  | 2.25 | in^2 | 0.0014516 | m^2 |  |  | see report | 3456 | ppmv |  |  | see report | 27.1 | see report | 76.3 | grimed concrete | steady-state conditions | 240 |  |  | 6.7989 | LR | 0.82181749240728708 | 1.96 x SE |  |  |  | 3 | [12 empty] | /inch^2 | 3456
EPA 2016 Chlorine Dioxide Fumigation of Subway Materials Contamited with B. anthracis Surrogate Spores: Impact of Environmental Conditions and Presence of Dirt and Grime on Decontamition Efficacy |  | Fumigation | CFU | 1000000 |  |  | 2.25 | in^2 | 0.0014516 | m^2 |  |  | see report | 3456 | ppmv |  |  | see report | 27.1 | see report | 76.3 | grimed and washed concrete | steady-state conditions | 240 |  |  | 4.1358 | LR | 2.5274628123349294 | 1.96 x SE |  |  |  | 3 | [10 empty] | concrete |  | /inch^2 | 3456
EPA 2016 Chlorine Dioxide Fumigation of Subway Materials Contamited with B. anthracis Surrogate Spores: Impact of Environmental Conditions and Presence of Dirt and Grime on Decontamition Efficacy | subway grime | Fumigation | CFU | 1000000 |  |  | 4 | in^2 | 0.0025806 | m^2 |  |  | see report | 3456 | ppmv |  |  | see report | 27.1 | see report | 76.3 | grimed steel | steady-state conditions | 240 |  |  | 3.3356 | LR | 2.6369040373843191 | 1.96 x SE |  |  |  | 3 | [12 empty] | /inch^2 | 3456
EPA 2016 Chlorine Dioxide Fumigation of Subway Materials Contamited with B. anthracis Surrogate Spores: Impact of Environmental Conditions and Presence of Dirt and Grime on Decontamition Efficacy | subway grime | Fumigation | CFU | 1000000 | [8 empty] | see report | 3456 | ppmv |  |  | see report | 27.1 | see report | 76.3 | grimed tile | steady-state conditions | 240 |  |  | 7.4971 | LR | 0.14287291556047066 | 1.96 x SE |  |  |  | 3 | [12 empty] | /inch^2 | 3456
EPA 2016 Chlorine Dioxide Fumigation of Subway Materials Contamited with B. anthracis Surrogate Spores: Impact of Environmental Conditions and Presence of Dirt and Grime on Decontamition Efficacy | subway grime | Fumigation | CFU | 100000 |  |  | 2.25 | in^2 | 0.0014516 | m^2 |  |  | see report | 3278 | ppmv |  |  | see report | 12.9 | see report | 68 | grimed concrete | steady-state conditions | 540 |  |  | 1.3363 | LR | 1.0831633764216801 | 1.96 x SE |  |  |  | 3 | [12 empty] | /inch^2 | 3278
EPA 2016 Chlorine Dioxide Fumigation of Subway Materials Contamited with B. anthracis Surrogate Spores: Impact of Environmental Conditions and Presence of Dirt and Grime on Decontamition Efficacy |  | Fumigation | CFU | 100000 |  |  | 2.25 | in^2 | 0.0014516 | m^2 |  |  | see report | 3278 | ppmv |  |  | see report | 12.9 | see report | 68 | grimed and washed concrete | steady-state conditions | 540 |  |  | 1.7369 | LR | 3.6028518090490258 | 1.96 x SE |  |  |  | 3 | [10 empty] | concrete |  | /inch^2 | 3278
EPA 2016 Chlorine Dioxide Fumigation of Subway Materials Contamited with B. anthracis Surrogate Spores: Impact of Environmental Conditions and Presence of Dirt and Grime on Decontamition Efficacy | subway grime | Fumigation | CFU | 100000 |  |  | 4 | in^2 | 0.0025806 | m^2 |  |  | see report | 3278 | ppmv |  |  | see report | 12.9 | see report | 68 | grimed steel | steady-state conditions | 540 |  |  | 2.0936 | LR | 1.1984623302692645 | 1.96 x SE |  |  |  | 3 | [12 empty] | /inch^2 | 3278
EPA 2016 Chlorine Dioxide Fumigation of Subway Materials Contamited with B. anthracis Surrogate Spores: Impact of Environmental Conditions and Presence of Dirt and Grime on Decontamition Efficacy | subway grime | Fumigation | CFU | 100000 | [8 empty] | see report | 3278 | ppmv |  |  | see report | 12.9 | see report | 68 | grimed tile | steady-state conditions | 540 |  |  | 1.9752 | LR | 0.32666930012470863 | 1.96 x SE |  |  |  | 3 | [12 empty] | /inch^2 | 3278
U.S. Environmental Protection Agency 2017 Subway Railcar Decontamition with Methyl Bromide |  | Fumigation | CFU | 100000 |  |  | 0.79 | cm^2 | 7.9e-05 | m^2 |  |  | 170-212 | 212 | mg/L |  |  | 22.1-24.9 | 24 | 76.3-86.5 | 82.9 | nylon carpet | steady-state conditions | 2160 |  |  | 2 | QualPos |  |  |  |  | 6.301 | 40 | [12 empty] | /cm^2 |  | 212 |  | 2 | 6.301
U.S. Environmental Protection Agency 2017 Subway Railcar Decontamition with Methyl Bromide |  | Fumigation | CFU | 100000 |  |  | 0.79 | cm^2 | 7.9e-05 | m^2 |  |  | 170-212 | 212 | mg/L |  |  | 22.1-24.9 | 24 | 76.3-86.5 | 82.9 | fiberglass wall paneling | steady-state conditions | 2160 |  |  | 0 | QualPos |  |  |  |  | 6.1139 | 40 | [12 empty] | /cm^2 |  | 212 |  | 0 | 6.1139
U.S. Environmental Protection Agency 2017 Subway Railcar Decontamition with Methyl Bromide |  | Fumigation | CFU | 100000 |  |  | 0.79 | cm^2 | 7.9e-05 | m^2 |  |  | 170-212 | 212 | mg/L |  |  | 22.1-24.9 | 24 | 76.3-86.5 | 82.9 | aluminum | steady-state conditions | 2160 |  |  | 0 | QualPos |  |  |  |  | 6.3802 | 40 | [12 empty] | /cm^2 |  | 212 |  | 0 | 6.3802
U.S. Environmental Protection Agency 2017 Subway Railcar Decontamition with Methyl Bromide |  | Fumigation | CFU | 100000 |  |  | 0.79 | cm^2 | 7.9e-05 | m^2 |  |  | 170-212 | 212 | mg/L |  |  | 22.1-24.9 | 24 | 76.3-86.5 | 82.9 | rubber flooring | steady-state conditions | 2160 |  |  | 1 | QualPos |  |  |  |  | 6.3802 | 40 | [12 empty] | /cm^2 |  | 212 |  | 1 | 6.3802
U.S. Environmental Protection Agency 2017 Subway Railcar Decontamition with Methyl Bromide |  | Fumigation | CFU | 10000000 |  |  | 0.79 | cm^2 | 7.9e-05 | m^2 |  |  | 170-212 | 212 | mg/L |  |  | 22.1-24.9 | 24 | 76.3-86.5 | 82.9 | mylar | steady-state conditions | 2160 |  |  | 1 | QualPos |  |  |  |  | 6.3617 | 40 | [12 empty] | /cm^2 |  | 212 |  | 1 | 6.3617
U.S. Environmental Protection Agency 2017 Subway Railcar Decontamition with Methyl Bromide |  | Fumigation | CFU | 10000000 |  |  | 0.79 | cm^2 | 7.9e-05 | m^2 |  |  | 170-212 | 212 | mg/L |  |  | 22.1-24.9 | 24 | 76.3-86.5 | 82.9 | vinyl seating | steady-state conditions | 2160 |  |  | 8 | QualPos |  |  |  |  | 6.0792 | 40 | [12 empty] | /cm^2 |  | 212 |  | 8 | 6.0792
U.S. Environmental Protection Agency 2013 Bio-Response Operatiol Testing and Evaluation (BOTE) Project - Phase 1: Decontamition Assessment |  | Fumigation |  | 10000000 | [8 empty] | 1000-4000 | 3000 | ppmv | [5 empty] | 75 | floor 1: floors and ceilings (epoxy-coated, wood lamite, carpet, and ceiling tile) | steady-state conditions | 180 |  |  | 1 | QualPos |  |  |  |  | 4.5486 | 55 | [13 empty] | 3000 |  |  | 1 | 4.5486
U.S. Environmental Protection Agency 2013 Bio-Response Operatiol Testing and Evaluation (BOTE) Project - Phase 1: Decontamition Assessment |  | Fumigation |  | 10000000 | [8 empty] | 1000-4000 | 3000 | ppmv | [5 empty] | 75 | floor 2: floors and ceilings (epoxy-coated, wood lamite, carpet, and ceiling tile) | steady-state conditions | 180 |  |  | 1 | QualPos |  |  |  |  | 3.6496 | 66 | [13 empty] | 3000 |  |  | 1 | 3.6496
U.S. Environmental Protection Agency 2013 Bio-Response Operatiol Testing and Evaluation (BOTE) Project - Phase 1: Decontamition Assessment |  | Fumigation |  | 10000000 | [8 empty] | 1000-4000 | 3000 | ppmv | [5 empty] | 75 | floor 1: walls (painted wallboard and plastic walls) | steady-state conditions | 180 |  |  | 0 | QualPos |  |  |  |  | 2.863 | 16 | [13 empty] | 3000 |  |  | 0 | 2.863
U.S. Environmental Protection Agency 2013 Bio-Response Operatiol Testing and Evaluation (BOTE) Project - Phase 1: Decontamition Assessment |  | Fumigation |  | 10000000 | [8 empty] | 1000-4000 | 3000 | ppmv | [5 empty] | 75 | floor 2: walls (painted wallboard and plastic walls) | steady-state conditions | 180 |  |  | 1 | QualPos |  |  |  |  | 1.1656 | 17 | [13 empty] | 3000 |  |  | 1 | 1.1656
Aydogan 2006 Application of gaseous ozone for ictivation of Bacillus subtilis spores |  | Fumigation | CFU | 10000000 | [9 empty] | 1 | mg/L |  |  |  | 22 |  | 90 | glass | steady-state conditions |  |  |  | 0.027933 | LR |  | SD |  |  |  | 2 | No damage | [9 empty] | glass
Aydogan 2006 Application of gaseous ozone for ictivation of Bacillus subtilis spores |  | Fumigation | CFU | 10000000 | [9 empty] | 1 | mg/L |  |  |  | 22 |  | 90 | glass | steady-state conditions | 8.146 |  |  | 0.027933 | LR |  | SD |  |  |  | 2 | No damage | [9 empty] | glass
Aydogan 2006 Application of gaseous ozone for ictivation of Bacillus subtilis spores |  | Fumigation | CFU | 10000000 | [9 empty] | 1 | mg/L |  |  |  | 22 |  | 90 | glass | steady-state conditions | 18.9944 |  |  | 0.061453 | LR |  | SD |  |  |  | 2 | No damage | [9 empty] | glass
Aydogan 2006 Application of gaseous ozone for ictivation of Bacillus subtilis spores |  | Fumigation | CFU | 10000000 | [9 empty] | 1 | mg/L |  |  |  | 22 |  | 90 | glass | steady-state conditions | 29.3885 |  |  | 0.078212 | LR |  | SD |  |  |  | 2 | No damage | [9 empty] | glass
Aydogan 2006 Application of gaseous ozone for ictivation of Bacillus subtilis spores |  | Fumigation | CFU | 10000000 | [9 empty] | 1 | mg/L |  |  |  | 22 |  | 90 | glass | steady-state conditions | 59.705 |  |  | 0.37989 | LR |  | SD |  |  |  | 2 | No damage | [9 empty] | glass
Aydogan 2006 Application of gaseous ozone for ictivation of Bacillus subtilis spores |  | Fumigation | CFU | 10000000 | [9 empty] | 1 | mg/L |  |  |  | 22 |  | 90 | glass | steady-state conditions | 89.5924 |  |  | 0.8324 | LR |  | SD |  |  |  | 2 | No damage | [9 empty] | glass
Aydogan 2006 Application of gaseous ozone for ictivation of Bacillus subtilis spores |  | Fumigation | CFU | 10000000 | [9 empty] | 1 | mg/L |  |  |  | 22 |  | 90 | glass | steady-state conditions | 120.7772 |  |  | 0.89944 | LR |  | SD |  |  |  | 2 | No damage | [9 empty] | glass
Aydogan 2006 Application of gaseous ozone for ictivation of Bacillus subtilis spores |  | Fumigation | CFU | 10000000 | [9 empty] | 1 | mg/L |  |  |  | 22 |  | 90 | glass | steady-state conditions | 179.0881 |  |  | 1.0838 | LR |  | SD |  |  |  | 2 | No damage | [9 empty] | glass
Aydogan 2006 Application of gaseous ozone for ictivation of Bacillus subtilis spores |  | Fumigation | CFU | 10000000 | [9 empty] | 1 | mg/L |  |  |  | 22 |  | 90 | glass | steady-state conditions | 240.5592 |  |  | 1.2514 | LR |  | SD |  |  |  | 2 | No damage | [9 empty] | glass
Aydogan 2006 Application of gaseous ozone for ictivation of Bacillus subtilis spores |  | Fumigation | CFU | 10000000 | [9 empty] | 2 | mg/L |  |  |  | 22 |  | 90 | glass | steady-state conditions | 43.9145 |  |  | 0.53073 | LR |  | SD |  |  |  | 2 | No damage | [9 empty] | glass
Aydogan 2006 Application of gaseous ozone for ictivation of Bacillus subtilis spores |  | Fumigation | CFU | 10000000 | [9 empty] | 2 | mg/L |  |  |  | 22 |  | 90 | glass | steady-state conditions | 59.3188 |  |  | 0.81564 | LR |  | SD |  |  |  | 2 | No damage | [9 empty] | glass
Aydogan 2006 Application of gaseous ozone for ictivation of Bacillus subtilis spores |  | Fumigation | CFU | 1000000 | [9 empty] | 2 | mg/L |  |  |  | 22 |  | 90 | glass | steady-state conditions | 89.6303 |  |  | 1.0838 | LR |  | SD |  |  |  | 2 | No damage | [9 empty] | glass
Aydogan 2006 Application of gaseous ozone for ictivation of Bacillus subtilis spores |  | Fumigation | CFU | 1000000 | [9 empty] | 2 | mg/L |  |  |  | 22 |  | 90 | glass | steady-state conditions | 119.4748 |  |  | 1.2514 | LR |  | SD |  |  |  | 2 | No damage | [9 empty] | glass
Aydogan 2006 Application of gaseous ozone for ictivation of Bacillus subtilis spores |  | Fumigation | CFU | 1000000 | [9 empty] | 2 | mg/L |  |  |  | 22 |  | 90 | glass | steady-state conditions | 148.4082 |  |  | 1.3687 | LR |  | SD |  |  |  | 2 | No damage | [9 empty] | glass
Aydogan 2006 Application of gaseous ozone for ictivation of Bacillus subtilis spores |  | Fumigation | CFU | 1000000 | [9 empty] | 2 | mg/L |  |  |  | 22 |  | 90 | glass | steady-state conditions | 179.1588 |  |  | 1.5531 | LR |  | SD |  |  |  | 2 | No damage | [9 empty] | glass
Aydogan 2006 Application of gaseous ozone for ictivation of Bacillus subtilis spores |  | Fumigation | CFU | 1000000 | [9 empty] | 2 | mg/L |  |  |  | 22 |  | 90 | glass | steady-state conditions | 239.2946 |  |  | 1.8547 | LR |  | SD |  |  |  | 2 | No damage | [9 empty] | glass
Aydogan 2006 Application of gaseous ozone for ictivation of Bacillus subtilis spores |  | Fumigation | CFU | 1000000 | [9 empty] | 3 | mg/L |  |  |  | 22 |  | 90 | glass | steady-state conditions | 240.327 |  |  | 2.7095 | LR |  | SD |  |  |  | 2 | No damage | [9 empty] | glass
Aydogan 2006 Application of gaseous ozone for ictivation of Bacillus subtilis spores |  | Fumigation | CFU | 1000000 | [9 empty] | 3 | mg/L |  |  |  | 22 |  | 90 | glass | steady-state conditions | 179.7091 |  |  | 2.2067 | LR |  | SD |  |  |  | 2 | No damage | [9 empty] | glass
Aydogan 2006 Application of gaseous ozone for ictivation of Bacillus subtilis spores |  | Fumigation | CFU | 1000000 | [9 empty] | 3 | mg/L |  |  |  | 22 |  | 90 | glass | steady-state conditions | 150.3037 |  |  | 1.9553 | LR |  | SD |  |  |  | 2 | No damage | [9 empty] | glass
Aydogan 2006 Application of gaseous ozone for ictivation of Bacillus subtilis spores |  | Fumigation | CFU | 100000 | [9 empty] | 3 | mg/L |  |  |  | 22 |  | 90 | glass | steady-state conditions | 119.5505 |  |  | 1.7542 | LR |  | SD |  |  |  | 2 | No damage | [9 empty] | glass
Aydogan 2006 Application of gaseous ozone for ictivation of Bacillus subtilis spores |  | Fumigation | CFU | 100000 | [9 empty] | 3 | mg/L |  |  |  | 22 |  | 90 | glass | steady-state conditions | 88.7772 |  |  | 1.419 | LR |  | SD |  |  |  | 2 | No damage | [9 empty] | glass
Aydogan 2006 Application of gaseous ozone for ictivation of Bacillus subtilis spores |  | Fumigation | CFU | 100000 | [9 empty] | 3 | mg/L |  |  |  | 22 |  | 90 | glass | steady-state conditions | 59.8186 |  |  | 1.1341 | LR |  | SD |  |  |  | 2 | No damage | [9 empty] | glass
Aydogan 2006 Application of gaseous ozone for ictivation of Bacillus subtilis spores |  | Fumigation | CFU | 100000 | [9 empty] | 3 | mg/L |  |  |  | 22 |  | 90 | glass | steady-state conditions | 39.881 |  |  | 0.7486 | LR |  | SD |  |  |  | 2 | No damage | [9 empty] | glass
Aydogan 2006 Application of gaseous ozone for ictivation of Bacillus subtilis spores |  | Fumigation | CFU | 100000 | [9 empty] | 10 | mg/L |  |  |  | 22 |  | 90 | glass | steady-state conditions | 239.9433 |  |  | 3.162 | LR |  | SD |  |  |  | 2 | No damage | [9 empty] | glass
Aydogan 2006 Application of gaseous ozone for ictivation of Bacillus subtilis spores |  | Fumigation | CFU | 100000 | [9 empty] | 10 | mg/L |  |  |  | 22 |  | 90 | glass | steady-state conditions | 178.3713 |  |  | 2.324 | LR |  | SD |  |  |  | 2 | No damage | [9 empty] | glass
Aydogan 2006 Application of gaseous ozone for ictivation of Bacillus subtilis spores |  | Fumigation | CFU | 100000 | [9 empty] | 10 | mg/L |  |  |  | 22 |  | 90 | glass | steady-state conditions | 120.0024 |  |  | 1.7542 | LR |  | SD |  |  |  | 2 | No damage | [9 empty] | glass
Aydogan 2006 Application of gaseous ozone for ictivation of Bacillus subtilis spores |  | Fumigation | CFU | 100000 | [9 empty] | 10 | mg/L |  |  |  | 22 |  | 90 | glass | steady-state conditions | 58.0366 |  |  | 1.3017 | LR |  | SD |  |  |  | 2 | No damage | [9 empty] | glass
Aydogan 2006 Application of gaseous ozone for ictivation of Bacillus subtilis spores |  | Fumigation | CFU | 10000000 | [9 empty] | 10 | mg/L |  |  |  | 22 |  | 90 | glass | steady-state conditions | 37.6523 |  |  | 0.94972 | LR |  | SD |  |  |  | 2 | No damage | [9 empty] | glass
Aydogan 2006 Application of gaseous ozone for ictivation of Bacillus subtilis spores |  | Fumigation | CFU | 10000000 | [9 empty] | 10 | mg/L |  |  |  | 22 |  | 90 | glass | steady-state conditions | 18.1489 |  |  | 0.44693 | LR |  | SD |  |  |  | 2 | No damage | [9 empty] | glass
Aydogan 2006 Application of gaseous ozone for ictivation of Bacillus subtilis spores |  | Fumigation | CFU | 10000000 | [9 empty] | 10 | mg/L |  |  |  | 22 |  | 70 | glass | steady-state conditions | 239.2414 |  |  | 1.3729 | LR |  | SD |  |  |  | 2 | No damage | [9 empty] | glass
Aydogan 2006 Application of gaseous ozone for ictivation of Bacillus subtilis spores |  | Fumigation | CFU | 10000000 | [9 empty] | 10 | mg/L |  |  |  | 22 |  | 70 | glass | steady-state conditions | 178.8265 |  |  | 1.0508 | LR |  | SD |  |  |  | 2 | No damage | [9 empty] | glass
Aydogan 2006 Application of gaseous ozone for ictivation of Bacillus subtilis spores |  | Fumigation | CFU | 10000000 | [9 empty] | 10 | mg/L |  |  |  | 22 |  | 70 | glass | steady-state conditions | 118.4322 |  |  | 0.86441 | LR |  | SD |  |  |  | 2 | No damage | [9 empty] | glass
Aydogan 2006 Application of gaseous ozone for ictivation of Bacillus subtilis spores |  | Fumigation | CFU | 10000000 | [9 empty] | 10 | mg/L |  |  |  | 22 |  | 70 | glass | steady-state conditions | 87.779 |  |  | 0.77966 | LR |  | SD |  |  |  | 2 | No damage | [9 empty] | glass
Aydogan 2006 Application of gaseous ozone for ictivation of Bacillus subtilis spores |  | Fumigation | CFU | 10000000 | [9 empty] | 10 | mg/L |  |  |  | 22 |  | 70 | glass | steady-state conditions | 58.4668 |  |  | 0.49153 | LR |  | SD |  |  |  | 2 | No damage | [9 empty] | glass
Aydogan 2006 Application of gaseous ozone for ictivation of Bacillus subtilis spores |  | Fumigation | CFU | 10000000 | [9 empty] | 10 | mg/L |  |  |  | 22 |  | 70 | glass | steady-state conditions | 28.7025 |  |  | 0.23729 | LR |  | SD |  |  |  | 2 | No damage | [9 empty] | glass
Aydogan 2006 Application of gaseous ozone for ictivation of Bacillus subtilis spores |  | Fumigation | CFU | 10000000 | [9 empty] | 10 | mg/L |  |  |  | 22 |  | 80 | glass | steady-state conditions | 239.8176 |  |  | 2.1525 | LR |  | SD |  |  |  | 2 | No damage | [9 empty] | glass
Aydogan 2006 Application of gaseous ozone for ictivation of Bacillus subtilis spores |  | Fumigation | CFU | 10000000 | [9 empty] | 10 | mg/L |  |  |  | 22 |  | 80 | glass | steady-state conditions | 178.457 |  |  | 1.6271 | LR |  | SD |  |  |  | 2 | No damage | [9 empty] | glass
Aydogan 2006 Application of gaseous ozone for ictivation of Bacillus subtilis spores |  | Fumigation | CFU | 10000000 | [9 empty] | 10 | mg/L |  |  |  | 22 |  | 80 | glass | steady-state conditions | 118.9567 |  |  | 1.3051 | LR |  | SD |  |  |  | 2 | No damage | [9 empty] | glass
Aydogan 2006 Application of gaseous ozone for ictivation of Bacillus subtilis spores |  | Fumigation | CFU | 10000000 | [9 empty] | 10 | mg/L |  |  |  | 22 |  | 80 | glass | steady-state conditions | 88.7686 |  |  | 1.2712 | LR |  | SD |  |  |  | 2 | No damage | [9 empty] | glass
Aydogan 2006 Application of gaseous ozone for ictivation of Bacillus subtilis spores |  | Fumigation | CFU | 10000000 | [9 empty] | 10 | mg/L |  |  |  | 22 |  | 80 | glass | steady-state conditions | 57.6142 |  |  | 0.89831 | LR |  | SD |  |  |  | 2 | No damage | [9 empty] | glass
Aydogan 2006 Application of gaseous ozone for ictivation of Bacillus subtilis spores |  | Fumigation | CFU | 10000000 | [9 empty] | 10 | mg/L |  |  |  | 22 |  | 80 | glass | steady-state conditions | 42.0189 |  |  | 0.59322 | LR |  | SD |  |  |  | 2 | No damage | [9 empty] | glass
Aydogan 2006 Application of gaseous ozone for ictivation of Bacillus subtilis spores |  | Fumigation | CFU | 10000000 | [9 empty] | 10 | mg/L |  |  |  | 22 |  | 90 | glass | steady-state conditions | 239.058 |  |  | 3.1695 | LR |  | SD |  |  |  | 2 | No damage | [9 empty] | glass
Aydogan 2006 Application of gaseous ozone for ictivation of Bacillus subtilis spores |  | Fumigation | CFU | 10000000 | [9 empty] | 10 | mg/L |  |  |  | 22 |  | 90 | glass | steady-state conditions | 178.5371 |  |  | 2.1525 | LR |  | SD |  |  |  | 2 | No damage | [9 empty] | glass
Aydogan 2006 Application of gaseous ozone for ictivation of Bacillus subtilis spores |  | Fumigation | CFU | 10000000 | [9 empty] | 10 | mg/L |  |  |  | 22 |  | 90 | glass | steady-state conditions | 119.0135 |  |  | 1.678 | LR |  | SD |  |  |  | 2 | No damage | [9 empty] | glass
Aydogan 2006 Application of gaseous ozone for ictivation of Bacillus subtilis spores |  | Fumigation | CFU | 10000000 | [9 empty] | 10 | mg/L |  |  |  | 22 |  | 90 | glass | steady-state conditions | 88.7789 |  |  | 1.339 | LR |  | SD |  |  |  | 2 | No damage | [9 empty] | glass
Aydogan 2006 Application of gaseous ozone for ictivation of Bacillus subtilis spores |  | Fumigation | CFU | 10000000 | [9 empty] | 10 | mg/L |  |  |  | 22 |  | 90 | glass | steady-state conditions | 59.0042 |  |  | 1.0169 | LR |  | SD |  |  |  | 2 | No damage | [9 empty] | glass
Aydogan 2006 Application of gaseous ozone for ictivation of Bacillus subtilis spores |  | Fumigation | CFU | 10000000 | [9 empty] | 10 | mg/L |  |  |  | 22 |  | 90 | glass | steady-state conditions | 38.8409 |  |  | 0.74576 | LR |  | SD |  |  |  | 2 | No damage | [9 empty] | glass
Aydogan 2006 Application of gaseous ozone for ictivation of Bacillus subtilis spores |  | Fumigation | CFU | 10000000 | [9 empty] | 10 | mg/L |  |  |  | 22 |  | 90 | glass | steady-state conditions | 19.1221 |  |  | 0.38983 | LR |  | SD |  |  |  | 2 | No damage | [9 empty] | glass
Aydogan 2006 Application of gaseous ozone for ictivation of Bacillus subtilis spores |  | Fumigation | CFU | 10000000 | [9 empty] | 10 | mg/L |  |  |  | 22 |  | 95 | glass | steady-state conditions | 239.567 |  |  | 3.5085 | LR |  | SD |  |  |  | 2 | No damage | [9 empty] | glass
Aydogan 2006 Application of gaseous ozone for ictivation of Bacillus subtilis spores |  | Fumigation | CFU | 10000000 | [9 empty] | 10 | mg/L |  |  |  | 22 |  | 95 | glass | steady-state conditions | 179.1494 |  |  | 3.1695 | LR |  | SD |  |  |  | 2 | No damage | [9 empty] | glass
Aydogan 2006 Application of gaseous ozone for ictivation of Bacillus subtilis spores |  | Fumigation | CFU | 10000000 | [9 empty] | 10 | mg/L |  |  |  | 22 |  | 95 | glass | steady-state conditions | 119.5613 |  |  | 2.2712 | LR |  | SD |  |  |  | 2 | No damage | [9 empty] | glass
Aydogan 2006 Application of gaseous ozone for ictivation of Bacillus subtilis spores |  | Fumigation | CFU | 10000000 | [9 empty] | 10 | mg/L |  |  |  | 22 |  | 95 | glass | steady-state conditions | 78.7696 |  |  | 1.678 | LR |  | SD |  |  |  | 2 | No damage | [9 empty] | glass
Aydogan 2006 Application of gaseous ozone for ictivation of Bacillus subtilis spores |  | Fumigation | CFU | 10000000 | [9 empty] | 10 | mg/L |  |  |  | 22 |  | 95 | glass | steady-state conditions | 58.1361 |  |  | 1.322 | LR |  | SD |  |  |  | 2 | No damage | [9 empty] | glass
Aydogan 2006 Application of gaseous ozone for ictivation of Bacillus subtilis spores |  | Fumigation | CFU | 10000000 | [9 empty] | 10 | mg/L |  |  |  | 22 |  | 95 | glass | steady-state conditions | 18.6957 |  |  | 0.59322 | LR |  | SD |  |  |  | 2 | No damage | [9 empty] | glass
Aydogan 2006 Application of gaseous ozone for ictivation of Bacillus subtilis spores |  | Fumigation | CFU | 10000000 | [9 empty] | 10 | mg/L |  |  |  | 22 |  | 95 | glass | steady-state conditions | 6.2862 |  |  | 0.18644 | LR |  | SD |  |  |  | 2 | No damage | [9 empty] | glass
Aydogan 2006 Application of gaseous ozone for ictivation of Bacillus subtilis spores |  | Fumigation | CFU | 10000000 | [9 empty] | 10 | mg/L |  |  |  | 22 |  | 95 | glass | steady-state conditions |  |  |  | 0.033898 | LR |  | SD |  |  |  | 2 | No damage | [9 empty] | glass
Aydogan 2006 Application of gaseous ozone for ictivation of Bacillus subtilis spores |  | Fumigation | CFU | 10000000 | [9 empty] | 10 | mg/L |  |  |  | 22 |  | 90 | paper | steady-state conditions | 240.9825 |  |  | 2.7167 | LR |  | SD |  |  |  | 2 | No damage | [9 empty] | other porous
Aydogan 2006 Application of gaseous ozone for ictivation of Bacillus subtilis spores |  | Fumigation | CFU | 10000000 | [9 empty] | 10 | mg/L |  |  |  | 22 |  | 90 | paper | steady-state conditions | 181.4043 |  |  | 2.25 | LR |  | SD |  |  |  | 2 | No damage | [9 empty] | other porous
Aydogan 2006 Application of gaseous ozone for ictivation of Bacillus subtilis spores |  | Fumigation | CFU | 10000000 | [9 empty] | 10 | mg/L |  |  |  | 22 |  | 90 | paper | steady-state conditions | 121.3992 |  |  | 1.6667 | LR |  | SD |  |  |  | 2 | No damage | [9 empty] | other porous
Aydogan 2006 Application of gaseous ozone for ictivation of Bacillus subtilis spores |  | Fumigation | CFU | 10000000 | [9 empty] | 10 | mg/L |  |  |  | 22 |  | 90 | paper | steady-state conditions | 91.4095 |  |  | 1.3333 | LR |  | SD |  |  |  | 2 | No damage | [9 empty] | other porous
Aydogan 2006 Application of gaseous ozone for ictivation of Bacillus subtilis spores |  | Fumigation | CFU | 10000000 | [9 empty] | 10 | mg/L |  |  |  | 22 |  | 90 | paper | steady-state conditions | 61.3992 |  |  | 1.0667 | LR |  | SD |  |  |  | 2 | No damage | [9 empty] | other porous
Aydogan 2006 Application of gaseous ozone for ictivation of Bacillus subtilis spores |  | Fumigation | CFU | 10000000 | [9 empty] | 10 | mg/L |  |  |  | 22 |  | 90 | paper | steady-state conditions | 20.8796 |  |  | 0.35 | LR |  | SD |  |  |  | 2 | No damage | [9 empty] | other porous
Aydogan 2006 Application of gaseous ozone for ictivation of Bacillus subtilis spores |  | Fumigation | CFU | 10000000 | [9 empty] | 10 | mg/L |  |  |  | 22 |  | 90 | vinyl floor tile | steady-state conditions | 241.0185 |  |  | 2.6 | LR |  | SD |  |  |  | 2 | No damage | [9 empty] | smooth tile
Aydogan 2006 Application of gaseous ozone for ictivation of Bacillus subtilis spores |  | Fumigation | CFU | 10000000 | [9 empty] | 10 | mg/L |  |  |  | 22 |  | 90 | vinyl floor tile | steady-state conditions | 181.9033 |  |  | 2.1333 | LR |  | SD |  |  |  | 2 | No damage | [9 empty] | smooth tile
Aydogan 2006 Application of gaseous ozone for ictivation of Bacillus subtilis spores |  | Fumigation | CFU | 10000000 | [9 empty] | 10 | mg/L |  |  |  | 22 |  | 90 | vinyl floor tile | steady-state conditions | 120.535 |  |  | 1.4667 | LR |  | SD |  |  |  | 2 | No damage | [9 empty] | smooth tile
Aydogan 2006 Application of gaseous ozone for ictivation of Bacillus subtilis spores |  | Fumigation | CFU | 10000000 | [9 empty] | 10 | mg/L |  |  |  | 22 |  | 90 | vinyl floor tile | steady-state conditions | 60.5298 |  |  | 0.88333 | LR |  | SD |  |  |  | 2 | No damage | [9 empty] | smooth tile
Aydogan 2006 Application of gaseous ozone for ictivation of Bacillus subtilis spores |  | Fumigation | CFU | 10000000 | [9 empty] | 10 | mg/L |  |  |  | 22 |  | 90 | vinyl floor tile | steady-state conditions | 31.4815 |  |  | 0.5 | LR |  | SD |  |  |  | 2 | No damage | [9 empty] | smooth tile
Aydogan 2006 Application of gaseous ozone for ictivation of Bacillus subtilis spores |  | Fumigation | CFU | 10000000 | [9 empty] | 10 | mg/L |  |  |  | 22 |  | 90 | hardwood | steady-state conditions | 239.5997 |  |  | 1.5101 | LR |  | SD |  |  |  | 2 | No damage | [9 empty] | wood
Aydogan 2006 Application of gaseous ozone for ictivation of Bacillus subtilis spores |  | Fumigation | CFU | 10000000 | [9 empty] | 10 | mg/L |  |  |  | 22 |  | 90 | hardwood | steady-state conditions | 178.4732 |  |  | 1.0699 | LR |  | SD |  |  |  | 2 | No damage | [9 empty] | wood
Aydogan 2006 Application of gaseous ozone for ictivation of Bacillus subtilis spores |  | Fumigation | CFU | 10000000 | [9 empty] | 10 | mg/L |  |  |  | 22 |  | 90 | hardwood | steady-state conditions | 118.7172 |  |  | 0.67996 | LR |  | SD |  |  |  | 2 | No damage | [9 empty] | wood
Aydogan 2006 Application of gaseous ozone for ictivation of Bacillus subtilis spores |  | Fumigation | CFU | 10000000 | [9 empty] | 10 | mg/L |  |  |  | 22 |  | 90 | hardwood | steady-state conditions | 87.928 |  |  | 0.45987 | LR |  | SD |  |  |  | 2 | No damage | [9 empty] | wood
Aydogan 2006 Application of gaseous ozone for ictivation of Bacillus subtilis spores |  | Fumigation | CFU | 10000000 | [9 empty] | 10 | mg/L |  |  |  | 22 |  | 90 | hardwood | steady-state conditions | 57.1539 |  |  | 0.28979 | LR |  | SD |  |  |  | 2 | No damage | [9 empty] | wood
Aydogan 2006 Application of gaseous ozone for ictivation of Bacillus subtilis spores |  | Fumigation | CFU | 10000000 | [9 empty] | 10 | mg/L |  |  |  | 22 |  | 90 | hardwood | steady-state conditions | 28.182 |  |  | 0.10323 | LR |  | SD |  |  |  | 2 | No damage | [9 empty] | wood
Aydogan 2006 Application of gaseous ozone for ictivation of Bacillus subtilis spores |  | Fumigation | CFU | 10000000 | [9 empty] | 10 | mg/L |  |  |  | 22 |  | 90 | hardwood | steady-state conditions | 11.4445 |  |  | 0.034707 | LR |  | SD |  |  |  | 2 | No damage | [9 empty] | wood
Aydogan 2006 Application of gaseous ozone for ictivation of Bacillus subtilis spores | grime from used carpet | Fumigation | CFU | 10000000 | [9 empty] | 10 | mg/L |  |  |  | 22 |  | 90 | used cut-pile carpet | steady-state conditions | 239.8005 |  |  | 2.1767 | LR |  | SD |  |  |  | 2 | No damage | [9 empty] | carpet
Aydogan 2006 Application of gaseous ozone for ictivation of Bacillus subtilis spores | grime from used carpet | Fumigation | CFU | 10000000 | [9 empty] | 10 | mg/L |  |  |  | 22 |  | 90 | used cut-pile carpet | steady-state conditions | 178.1469 |  |  | 1.4866 | LR |  | SD |  |  |  | 2 | No damage | [9 empty] | carpet
Aydogan 2006 Application of gaseous ozone for ictivation of Bacillus subtilis spores | grime from used carpet | Fumigation | CFU | 10000000 | [9 empty] | 10 | mg/L |  |  |  | 22 |  | 90 | used cut-pile carpet | steady-state conditions | 116.1468 |  |  | 1.1463 | LR |  | SD |  |  |  | 2 | No damage | [9 empty] | carpet
Aydogan 2006 Application of gaseous ozone for ictivation of Bacillus subtilis spores | grime from used carpet | Fumigation | CFU | 10000000 | [9 empty] | 10 | mg/L |  |  |  | 22 |  | 90 | used cut-pile carpet | steady-state conditions | 57.2141 |  |  | 0.48979 | LR |  | SD |  |  |  | 2 | No damage | [9 empty] | carpet
Aydogan 2006 Application of gaseous ozone for ictivation of Bacillus subtilis spores | grime from used carpet | Fumigation | CFU | 10000000 | [9 empty] | 10 | mg/L |  |  |  | 22 |  | 90 | used cut-pile carpet | steady-state conditions | 28.2171 |  |  | 0.2199 | LR |  | SD |  |  |  | 2 | No damage | [9 empty] | carpet
Aydogan 2006 Application of gaseous ozone for ictivation of Bacillus subtilis spores |  | Fumigation | CFU | 10000000 | [9 empty] | 10 | mg/L |  |  |  | 22 |  | 90 | loop-pile carpet | steady-state conditions | 240.8698 |  |  | 4.2269 | LR |  | SD |  |  |  | 2 | No damage | [9 empty] | carpet
Aydogan 2006 Application of gaseous ozone for ictivation of Bacillus subtilis spores |  | Fumigation | CFU | 10000000 | [9 empty] | 10 | mg/L |  |  |  | 22 |  | 90 | loop-pile carpet | steady-state conditions | 179.7383 |  |  | 3.7701 | LR |  | SD |  |  |  | 2 | No damage | [9 empty] | carpet
Aydogan 2006 Application of gaseous ozone for ictivation of Bacillus subtilis spores |  | Fumigation | CFU | 10000000 | [9 empty] | 10 | mg/L |  |  |  | 22 |  | 90 | loop-pile carpet | steady-state conditions | 119.42 |  |  | 3.0134 | LR |  | SD |  |  |  | 2 | No damage | [9 empty] | carpet
Aydogan 2006 Application of gaseous ozone for ictivation of Bacillus subtilis spores |  | Fumigation | CFU | 10000000 | [9 empty] | 10 | mg/L |  |  |  | 22 |  | 90 | loop-pile carpet | steady-state conditions | 88.5706 |  |  | 2.5933 | LR |  | SD |  |  |  | 2 | No damage | [9 empty] | carpet
Aydogan 2006 Application of gaseous ozone for ictivation of Bacillus subtilis spores |  | Fumigation | CFU | 10000000 | [9 empty] | 10 | mg/L |  |  |  | 22 |  | 90 | loop-pile carpet | steady-state conditions | 58.1679 |  |  | 2.1566 | LR |  | SD |  |  |  | 2 | No damage | [9 empty] | carpet
Aydogan 2006 Application of gaseous ozone for ictivation of Bacillus subtilis spores |  | Fumigation | CFU | 10000000 | [9 empty] | 10 | mg/L |  |  |  | 22 |  | 90 | loop-pile carpet | steady-state conditions | 37.6602 |  |  | 1.571 | LR |  | SD |  |  |  | 2 | No damage | [9 empty] | carpet
Aydogan 2006 Application of gaseous ozone for ictivation of Bacillus subtilis spores |  | Fumigation | CFU | 10000000 | [9 empty] | 10 | mg/L |  |  |  | 22 |  | 90 | loop-pile carpet | steady-state conditions | 18.9899 |  |  | 1.0855 | LR |  | SD |  |  |  | 2 | No damage | [9 empty] | carpet
Aydogan 2006 Application of gaseous ozone for ictivation of Bacillus subtilis spores |  | Fumigation | CFU | 10000000 | [9 empty] | 10 | mg/L |  |  |  | 22 |  | 90 | loop-pile carpet | steady-state conditions |  |  |  | -0.016701 | LR |  | SD |  |  |  | 2 | No damage | [9 empty] | carpet

## Fumigation Data
Value
Number of Records | 3058
Records Including Grime Dirt | 213
Records Including Rinsate | 775
| Units | Minimum | Maximum | Mean/Mode | Standard Deviation
Coupon Area | multiple units given | 1.14e-05 | 0.1022 | 0.0057714 | 0.019587
Loading | multiple units given | 10000 | 10000000000 | 59823739.6991 | 443260579.5493
Number of Applications | # | 1 | 12 | 1.7152 | 2.3979
Temperature | Celsius | 10.9 | 100 | 27.6708 | 9.3418
Relative Humidity | % | 30 | 95 | 68.9637 | 14.0953
Contact Time | Minutes | 0 | 20160 | 719.6093 | 1497.6988
Concentration of Active Decon Agent | multiple units given | 0 | 50000 | 2106.5337 | 4652.5586
Efficacy | multiple units given | -2.8416 | 30 | 4.5758 | 4.0779
Volume Applied | mL | 0.00417 | 0.01024 | 0.00693 | 0.0026199

## Fumigation Liquid Master
Ref | GrimeDirt | AppMeth | LoadingUn | LoadingNum | ConvertedLoading | ConvertedLoadingUn | CoupArea | CoupAreaUn | ConvertedCoupArea | ConvertedCoupAreaUn | Rinsate | RinsateUn | ConcDoseCtrl | ConcDoseNum | ConcDoseUn | ConvertedConcDose | ConvertedConcDoseUn | TempCtrl | TempNum | RHCtrl | RHNum | SurfMed | ContTimeDesc | ContTimeNumMin | TotalApp | EffGreater | Eff | EffMeas | EffVar | EffVarStat | ConvertedEff | ConvertedEffMeas | LPosRec | N | MatComp | VolApp | VolAppUn | ConvertedVolApp | ConvertedVolAppUn | CT | CTUn | RinsateLess | Positives | WaterRinse | Surface | VolAppDen(L/m^2) | VolAppDenUn | ClO2(ppm) | MB(mg/L) | H2O2(ppm) | PosCalc | LPosRecCalc
2013 Decontamition of Soil Contamited with Bacillus Anthracis Spores: Technology Evaluation Report |  | Fumigation Liquid | CFU | 1000000 |  |  | 1.8 | in^2 | 0.0011613 | m^2 |  |  |  | 42.5 | wt% (liquid applied) |  |  |  | 20 |  | 50 | topsoil | contact time | 7200 |  |  | 0.83 | LR | 0.21 | 1.96 x SE |  |  |  | 5 | No damage | 80 | uL | 0.08 | mL | [5 empty] | soil | 0.068889 | uL/inch^2
2013 Decontamition of Soil Contamited with Bacillus Anthracis Spores: Technology Evaluation Report |  | Fumigation Liquid | CFU | 1000000 |  |  | 1.8 | in^2 | 0.0011613 | m^2 |  |  |  | 42.5 | wt% (liquid applied) |  |  |  | 20 |  | 50 | topsoil | contact time | 7200 |  |  | 4.59 | LR | 2.73 | 1.96 x SE |  |  |  | 5 | No damage | 160 | uL | 0.16 | mL | [5 empty] | soil | 0.13778 | uL/inch^2
2013 Decontamition of Soil Contamited with Bacillus Anthracis Spores: Technology Evaluation Report |  | Fumigation Liquid | CFU | 1000000 |  |  | 1.8 | in^2 | 0.0011613 | m^2 |  |  |  | 42.5 | wt% (liquid applied) |  |  |  | 20 |  | 50 | topsoil | contact time | 10080 |  |  | 6.01 | LR | 2.19 | 1.96 x SE |  |  |  | 5 | No damage | 160 | uL | 0.16 | mL | [5 empty] | soil | 0.13778 | uL/inch^2
2013 Decontamition of Soil Contamited with Bacillus Anthracis Spores: Technology Evaluation Report |  | Fumigation Liquid | CFU | 1000000 |  |  | 1.8 | in^2 | 0.0011613 | m^2 |  |  |  | 42.5 | wt% (liquid applied) |  |  |  | 20 |  | 50 | topsoil | contact time | 10080 |  |  | 3.77 | LR | 0.42 | 1.96 x SE |  |  |  | 5 | No damage | 160 | uL | 0.16 | mL | [5 empty] | soil | 0.13778 | uL/inch^2
2013 Decontamition of Soil Contamited with Bacillus Anthracis Spores: Technology Evaluation Report |  | Fumigation Liquid | CFU | 1000000 |  |  | 1.8 | in^2 | 0.0011613 | m^2 |  |  |  | 42.5 | wt% (liquid applied) |  |  |  | 20 |  | 50 | topsoil | contact time | 10080 |  |  | 6.52 | LR | 1.76 | 1.96 x SE |  |  |  | 5 | No damage | 160 | uL | 0.16 | mL | [5 empty] | soil | 0.13778 | uL/inch^2
2013 Decontamition of Soil Contamited with Bacillus Anthracis Spores: Technology Evaluation Report |  | Fumigation Liquid | CFU | 1000000 |  |  | 1.8 | in^2 | 0.0011613 | m^2 |  |  |  | 42.5 | wt% (liquid applied) |  |  |  | 20 |  | 50 | topsoil | contact time | 20160 |  | ≥ | 7.84 | LR | 0.04 | 1.96 x SE |  |  |  | 5 | No damage | 160 | uL | 0.16 | mL | [5 empty] | soil | 0.13778 | uL/inch^2 |  |  |  | 0 | 7.84
2013 Decontamition of Soil Contamited with Bacillus Anthracis Spores: Technology Evaluation Report |  | Fumigation Liquid | CFU | 10000000 |  |  | 1.8 | in^2 | 0.0011613 | m^2 |  |  |  | 42.5 | wt% (liquid applied) |  |  |  | 20 |  | 50 | topsoil | contact time | 10080 |  |  | 1.89 | LR | 0.19 | 1.96 x SE |  |  |  | 5 | No damage | 160 | uL | 0.16 | mL | [5 empty] | soil | 0.13778 | uL/inch^2
2013 Decontamition of Soil Contamited with Bacillus Anthracis Spores: Technology Evaluation Report |  | Fumigation Liquid | CFU | 10000000 |  |  | 1.8 | in^2 | 0.0011613 | m^2 |  |  |  | 42.5 | wt% (liquid applied) |  |  |  | 20 |  | 50 | topsoil | contact time | 20160 |  |  | 2.98 | LR | 0.35 | 1.96 x SE |  |  |  | 5 | No damage | 160 | uL | 0.16 | mL | [5 empty] | soil | 0.13778 | uL/inch^2
2013 Decontamition of Soil Contamited with Bacillus Anthracis Spores: Technology Evaluation Report |  | Fumigation Liquid | CFU | 10000000 |  |  | 1.8 | in^2 | 0.0011613 | m^2 |  |  |  | 42.5 | wt% (liquid applied) |  |  |  | 20 |  | 50 | Arizo Test Dust | contact time | 7200 |  |  | 7.22 | LR | 1.23 | 1.96 x SE |  |  |  | 5 | No damage | 80 | uL | 0.08 | mL | [6 empty] | 0.068889 | uL/inch^2
2013 Decontamition of Soil Contamited with Bacillus Anthracis Spores: Technology Evaluation Report |  | Fumigation Liquid | CFU | 10000000 |  |  | 1.8 | in^2 | 0.0011613 | m^2 |  |  |  | 42.5 | wt% (liquid applied) |  |  |  | 20 |  | 50 | Arizo Test Dust | contact time | 7200 |  | ≥ | 7.77 | LR | 0.09 | 1.96 x SE |  |  |  | 5 | No damage | 160 | uL | 0.16 | mL | [6 empty] | 0.13778 | uL/inch^2 |  |  |  | 0 | 7.77
2013 Decontamition of Soil Contamited with Bacillus Anthracis Spores: Technology Evaluation Report |  | Fumigation Liquid | CFU | 10000000 |  |  | 1.8 | in^2 | 0.0011613 | m^2 |  |  |  | 42.5 | wt% (liquid applied) |  |  |  | 20 |  | 50 | Arizo Test Dust | contact time | 10080 |  | ≥ | 7.81 | LR | 0.03 | 1.96 x SE |  |  |  | 5 | No damage | 160 | uL | 0.16 | mL | [6 empty] | 0.13778 | uL/inch^2 |  |  |  | 0 | 7.81
2013 Decontamition of Soil Contamited with Bacillus Anthracis Spores: Technology Evaluation Report |  | Fumigation Liquid | CFU | 10000000 |  |  | 1.8 | in^2 | 0.0011613 | m^2 |  |  |  | 42.5 | wt% (liquid applied) |  |  |  | 20 |  | 50 | Arizo Test Dust | contact time | 10080 |  | ≥ | 7.68 | LR | 5.3999999999999999E-2 | 1.96 x SE |  |  |  | 5 | No damage | 160 | uL | 0.16 | mL | [6 empty] | 0.13778 | uL/inch^2 |  |  |  | 0 | 7.68
2013 Decontamition of Soil Contamited with Bacillus Anthracis Spores: Technology Evaluation Report |  | Fumigation Liquid | CFU | 10000000 |  |  | 1.8 | in^2 | 0.0011613 | m^2 |  |  |  | 42.5 | wt% (liquid applied) |  |  |  | 20 |  | 50 | Arizo Test Dust | contact time | 10080 |  | ≥ | 7.91 | LR | 0.47 | 1.96 x SE |  |  |  | 5 | No damage | 160 | uL | 0.16 | mL | [6 empty] | 0.13778 | uL/inch^2 |  |  |  | 0 | 7.91
2013 Decontamition of Soil Contamited with Bacillus Anthracis Spores: Technology Evaluation Report |  | Fumigation Liquid | CFU | 10000000 |  |  | 1.8 | in^2 | 0.0011613 | m^2 |  |  |  | 42.5 | wt% (liquid applied) |  |  |  | 20 |  | 50 | Arizo Test Dust | contact time | 20160 |  | ≥ | 7.79 | LR | 0.02 | 1.96 x SE |  |  |  | 5 | No damage | 160 | uL | 0.16 | mL | [6 empty] | 0.13778 | uL/inch^2 |  |  |  | 0 | 7.79
2013 Decontamition of Soil Contamited with Bacillus Anthracis Spores: Technology Evaluation Report |  | Fumigation Liquid | CFU | 10000000 |  |  | 1.8 | in^2 | 0.0011613 | m^2 |  |  |  | 42.5 | wt% (liquid applied) |  |  |  | 20 |  | 50 | Arizo Test Dust | contact time | 10080 |  | ≥ | 7.81 | LR | 0.04 | 1.96 x SE |  |  |  | 5 | No damage | 160 | uL | 0.16 | mL | [6 empty] | 0.13778 | uL/inch^2 |  |  |  | 0 | 7.81
2013 Decontamition of Soil Contamited with Bacillus Anthracis Spores: Technology Evaluation Report |  | Fumigation Liquid | CFU | 10000000 |  |  | 1.8 | in^2 | 0.0011613 | m^2 |  |  |  | 42.5 | wt% (liquid applied) |  |  |  | 20 |  | 50 | Arizo Test Dust | contact time | 20160 |  | ≥ | 7.74 | LR | 0.05 | 1.96 x SE |  |  |  | 5 | No damage | 160 | uL | 0.16 | mL | [6 empty] | 0.13778 | uL/inch^2 |  |  |  | 0 | 7.74
2013 Decontamition of Soil Contamited with Bacillus Anthracis Spores: Technology Evaluation Report |  | Fumigation Liquid | CFU | 10000000 |  |  | 1.8 | in^2 | 0.0011613 | m^2 |  |  |  | 42.5 | wt% (liquid applied) |  |  |  | 20 |  | 50 | topsoil | contact time | 7200 |  |  | 0.22 | LR | 0.08 | 1.96 x SE |  |  |  | 5 | No damage | 80 | uL | 0.08 | mL | [5 empty] | soil | 0.068889 | uL/inch^2
2013 Decontamition of Soil Contamited with Bacillus Anthracis Spores: Technology Evaluation Report |  | Fumigation Liquid | CFU | 10000000 |  |  | 1.8 | in^2 | 0.0011613 | m^2 |  |  |  | 42.5 | wt% (liquid applied) |  |  |  | 20 |  | 50 | topsoil | contact time | 7200 |  |  | 1.08 | LR | 0.17 | 1.96 x SE |  |  |  | 5 | No damage | 160 | uL | 0.16 | mL | [5 empty] | soil | 0.13778 | uL/inch^2
2013 Decontamition of Soil Contamited with Bacillus Anthracis Spores: Technology Evaluation Report |  | Fumigation Liquid | CFU | 10000000 |  |  | 1.8 | in^2 | 0.0011613 | m^2 |  |  |  | 42.5 | wt% (liquid applied) |  |  |  | 20 |  | 50 | topsoil | contact time | 10080 |  |  | 1.13 | LR | 0.19 | 1.96 x SE |  |  |  | 5 | No damage | 160 | uL | 0.16 | mL | [5 empty] | soil | 0.13778 | uL/inch^2
2013 Decontamition of Soil Contamited with Bacillus Anthracis Spores: Technology Evaluation Report |  | Fumigation Liquid | CFU | 10000000 |  |  | 1.8 | in^2 | 0.0011613 | m^2 |  |  |  | 42.5 | wt% (liquid applied) |  |  |  | 20 |  | 50 | topsoil | contact time | 10080 |  |  | 0.66 | LR | 0.18 | 1.96 x SE |  |  |  | 5 | No damage | 160 | uL | 0.16 | mL | [5 empty] | soil | 0.13778 | uL/inch^2
2013 Decontamition of Soil Contamited with Bacillus Anthracis Spores: Technology Evaluation Report |  | Fumigation Liquid | CFU | 10000000 |  |  | 1.8 | in^2 | 0.0011613 | m^2 |  |  |  | 42.5 | wt% (liquid applied) |  |  |  | 20 |  | 50 | topsoil | contact time | 10080 |  |  | 0.63 | LR | 0.11 | 1.96 x SE |  |  |  | 5 | No damage | 160 | uL | 0.16 | mL | [5 empty] | soil | 0.13778 | uL/inch^2
2013 Decontamition of Soil Contamited with Bacillus Anthracis Spores: Technology Evaluation Report |  | Fumigation Liquid | CFU | 10000000 |  |  | 1.8 | in^2 | 0.0011613 | m^2 |  |  |  | 42.5 | wt% (liquid applied) |  |  |  | 20 |  | 50 | topsoil | contact time | 20160 |  |  | 1.1 | LR | 0.45 | 1.96 x SE |  |  |  | 5 | No damage | 160 | uL | 0.16 | mL | [5 empty] | soil | 0.13778 | uL/inch^2
2013 Decontamition of Soil Contamited with Bacillus Anthracis Spores: Technology Evaluation Report |  | Fumigation Liquid | CFU | 10000000 |  |  | 1.8 | in^2 | 0.0011613 | m^2 |  |  |  | 42.5 | wt% (liquid applied) |  |  |  | 20 |  | 50 | topsoil | contact time | 10080 |  |  | 0.68 | LR | 0.09 | 1.96 x SE |  |  |  | 5 | No damage | 160 | uL | 0.16 | mL | [5 empty] | soil | 0.13778 | uL/inch^2
2013 Decontamition of Soil Contamited with Bacillus Anthracis Spores: Technology Evaluation Report |  | Fumigation Liquid | CFU | 10000000 |  |  | 1.8 | in^2 | 0.0011613 | m^2 |  |  |  | 42.5 | wt% (liquid applied) |  |  |  | 20 |  | 50 | topsoil | contact time | 20160 |  |  | 0.89 | LR | 0.24 | 1.96 x SE |  |  |  | 5 | No damage | 160 | uL | 0.16 | mL | [5 empty] | soil | 0.13778 | uL/inch^2
2013 Decontamition of Soil Contamited with Bacillus Anthracis Spores: Technology Evaluation Report |  | Fumigation Liquid | CFU | 10000000 |  |  | 1.8 | in^2 | 0.0011613 | m^2 |  |  |  | 42.5 | wt% (liquid applied) |  |  |  | 20 |  | 50 | Arizo Test Dust | contact time | 7200 |  |  | 0.77 | LR | 0.52 | 1.96 x SE |  |  |  | 5 | No damage | 80 | uL | 0.08 | mL | [6 empty] | 0.068889 | uL/inch^2
2013 Decontamition of Soil Contamited with Bacillus Anthracis Spores: Technology Evaluation Report |  | Fumigation Liquid | CFU | 10000000 |  |  | 1.8 | in^2 | 0.0011613 | m^2 |  |  |  | 42.5 | wt% (liquid applied) |  |  |  | 20 |  | 50 | Arizo Test Dust | contact time | 7200 |  |  | 3.72 | LR | 2.2799999999999998 | 1.96 x SE |  |  |  | 5 | No damage | 160 | uL | 0.16 | mL | [6 empty] | 0.13778 | uL/inch^2
2013 Decontamition of Soil Contamited with Bacillus Anthracis Spores: Technology Evaluation Report |  | Fumigation Liquid | CFU | 10000000 |  |  | 1.8 | in^2 | 0.0011613 | m^2 |  |  |  | 42.5 | wt% (liquid applied) |  |  |  | 20 |  | 50 | Arizo Test Dust | contact time | 10080 |  |  | 6.16 | LR | 2.2400000000000002 | 1.96 x SE |  |  |  | 5 | No damage | 160 | uL | 0.16 | mL | [6 empty] | 0.13778 | uL/inch^2
2013 Decontamition of Soil Contamited with Bacillus Anthracis Spores: Technology Evaluation Report |  | Fumigation Liquid | CFU | 10000000 |  |  | 1.8 | in^2 | 0.0011613 | m^2 |  |  |  | 42.5 | wt% (liquid applied) |  |  |  | 20 |  | 50 | Arizo Test Dust | contact time | 10080 |  | ≥ | 7.76 | LR | 2.9000000000000001E-2 | 1.96 x SE |  |  |  | 5 | No damage | 160 | uL | 0.16 | mL | [6 empty] | 0.13778 | uL/inch^2 |  |  |  | 0 | 7.76
2013 Decontamition of Soil Contamited with Bacillus Anthracis Spores: Technology Evaluation Report |  | Fumigation Liquid | CFU | 10000000 |  |  | 1.8 | in^2 | 0.0011613 | m^2 |  |  |  | 42.5 | wt% (liquid applied) |  |  |  | 20 |  | 50 | Arizo Test Dust | contact time | 10080 |  | ≥ | 7.85 | LR | 3.9E-2 | 1.96 x SE |  |  |  | 5 | No damage | 160 | uL | 0.16 | mL | [6 empty] | 0.13778 | uL/inch^2 |  |  |  | 0 | 7.85
2013 Decontamition of Soil Contamited with Bacillus Anthracis Spores: Technology Evaluation Report |  | Fumigation Liquid | CFU | 10000000 |  |  | 1.8 | in^2 | 0.0011613 | m^2 |  |  |  | 42.5 | wt% (liquid applied) |  |  |  | 20 |  | 50 | Arizo Test Dust | contact time | 20160 |  |  | 1.74 | LR | 0.12 | 1.96 x SE |  |  |  | 5 | No damage | 160 | uL | 0.16 | mL | [6 empty] | 0.13778 | uL/inch^2
2013 Decontamition of Soil Contamited with Bacillus Anthracis Spores: Technology Evaluation Report |  | Fumigation Liquid | CFU | 10000000 |  |  | 1.8 | in^2 | 0.0011613 | m^2 |  |  |  | 42.5 | wt% (liquid applied) |  |  |  | 20 |  | 50 | Arizo Test Dust | contact time | 10080 |  |  | 4.8 | LR | 2.4700000000000002 | 1.96 x SE |  |  |  | 5 | No damage | 160 | uL | 0.16 | mL | [6 empty] | 0.13778 | uL/inch^2
2013 Decontamition of Soil Contamited with Bacillus Anthracis Spores: Technology Evaluation Report |  | Fumigation Liquid | CFU | 10000000 |  |  | 1.8 | in^2 | 0.0011613 | m^2 |  |  |  | 42.5 | wt% (liquid applied) |  |  |  | 20 |  | 50 | Arizo Test Dust | contact time | 20160 |  | ≥ | 7.75 | LR | 0.05 | 1.96 x SE |  |  |  | 5 | No damage | 160 | uL | 0.16 | mL | [6 empty] | 0.13778 | uL/inch^2 |  |  |  | 0 | 7.75

## Fumigation Liquid Data
Value
Number of Records | 32
Records Including Grime Dirt | 0
Records Including Rinsate | 0
| Units | Minimum | Maximum | Mean/Mode | Standard Deviation
Coupon Area | m^2 | 0.0011613 | 0.0011613 | 0.0011613 | 4.4062e-19
Loading | CFU | 1000000 | 10000000 | 8312500 | 3569019.9251
Number of Applications | NA | NA | NA | NA | NA
Temperature | Celsius | 20 | 20 | 20 | 0
Relative Humidity | % | 50 | 50 | 50 | 0
Contact Time | Minutes | 7200 | 20160 | 11880 | 5001.6978
Concentration of Active Decon Agent | wt% (liquid applied) | 42.5 | 42.5 | 42.5 | 0
Efficacy | LR | 0.22 | 7.91 | 4.4719 | 3.0658
Volume Applied | mL | 0.08 | 0.16 | 0.15 | 0.026881

## Gauze Covering Master
Ref | GrimeDirt | AppMeth | LoadingUn | LoadingNum | ConvertedLoading | ConvertedLoadingUn | CoupArea | CoupAreaUn | ConvertedCoupArea | ConvertedCoupAreaUn | Rinsate | RinsateUn | ConcDoseCtrl | ConcDoseNum | ConcDoseUn | ConvertedConcDose | ConvertedConcDoseUn | TempCtrl | TempNum | RHCtrl | RHNum | SurfMed | ContTimeDesc | ContTimeNumMin | TotalApp | EffGreater | Eff | EffMeas | EffVar | EffVarStat | ConvertedEff | ConvertedEffMeas | LPosRec | N | MatComp | VolApp | VolAppUn | ConvertedVolApp | ConvertedVolAppUn | CT | CTUn | RinsateLess | Positives | WaterRinse | Surface | VolAppDen(L/m^2) | VolAppDenUn | ClO2(ppm) | MB(mg/L) | H2O2(ppm) | PosCalc | LPosRecCalc
Oie 2011 Disinfection methods for spores of Bacillus atrophaeus, B. anthracis, Clostridium tetani, C. botulinum and C. difficile |  | Gauze Covering | CFU | 5000000 |  |  | 6 | cm^2 | 0.0006 | m^2 |  |  |  | 0.5 | wt% |  |  | 2 | 22 |  | 50 | Cement | time under gauze | 0 |  |  | 6.5185 | LSurv |  |  |  |  | 6.5 |  |  | 0.8 | mL | 0.8 | mL | [6 empty] | 1.3333 | mL/cm^2 |  |  |  |  | 6.5
Oie 2011 Disinfection methods for spores of Bacillus atrophaeus, B. anthracis, Clostridium tetani, C. botulinum and C. difficile |  | Gauze Covering | CFU | 5000000 |  |  | 6 | cm^2 | 0.0006 | m^2 |  |  |  | 0.5 | wt% |  |  | 2 | 22 |  | 50 | Cement | time under gauze | 0.25 |  |  | 5.9823 | LSurv |  |  |  |  | 6.5 |  |  | 0.8 | mL | 0.8 | mL | [6 empty] | 1.3333 | mL/cm^2 |  |  |  |  | 6.5
Oie 2011 Disinfection methods for spores of Bacillus atrophaeus, B. anthracis, Clostridium tetani, C. botulinum and C. difficile |  | Gauze Covering | CFU | 5000000 |  |  | 6 | cm^2 | 0.0006 | m^2 |  |  |  | 0.5 | wt% |  |  | 2 | 22 |  | 50 | Cement | time under gauze | 0.5 |  |  | 5.9138 | LSurv |  |  |  |  | 6.5 |  |  | 0.8 | mL | 0.8 | mL | [6 empty] | 1.3333 | mL/cm^2 |  |  |  |  | 6.5
Oie 2011 Disinfection methods for spores of Bacillus atrophaeus, B. anthracis, Clostridium tetani, C. botulinum and C. difficile |  | Gauze Covering | CFU | 5000000 |  |  | 6 | cm^2 | 0.0006 | m^2 |  |  |  | 0.5 | wt% |  |  | 2 | 22 |  | 50 | Cement | time under gauze | 1 |  |  | 5.6021 | LSurv |  |  |  |  | 6.5 |  |  | 0.8 | mL | 0.8 | mL | [6 empty] | 1.3333 | mL/cm^2 |  |  |  |  | 6.5
Oie 2011 Disinfection methods for spores of Bacillus atrophaeus, B. anthracis, Clostridium tetani, C. botulinum and C. difficile |  | Gauze Covering | CFU | 5000000 |  |  | 6 | cm^2 | 0.0006 | m^2 |  |  |  | 0.5 | wt% |  |  | 2 | 22 |  | 50 | Cement | time under gauze | 5 |  | < | 2 | LSurv |  |  |  |  | 6.5 |  |  | 0.8 | mL | 0.8 | mL | [6 empty] | 1.3333 | mL/cm^2 |  |  |  | 0 | 6.5
Oie 2011 Disinfection methods for spores of Bacillus atrophaeus, B. anthracis, Clostridium tetani, C. botulinum and C. difficile |  | Gauze Covering | CFU | 5000000 |  |  | 6 | cm^2 | 0.0006 | m^2 |  |  |  | 0.5 | wt% |  |  | 2 | 22 |  | 50 | Cement | time under gauze | 10 |  | < | 2 | LSurv |  |  |  |  | 6.5 |  |  | 0.8 | mL | 0.8 | mL | [6 empty] | 1.3333 | mL/cm^2 |  |  |  | 0 | 6.5
Oie 2011 Disinfection methods for spores of Bacillus atrophaeus, B. anthracis, Clostridium tetani, C. botulinum and C. difficile |  | Gauze Covering | CFU | 5000000 |  |  | 6 | cm^2 | 0.0006 | m^2 |  |  |  | 0.5 | wt% |  |  | 2 | 22 |  | 50 | Cement | time under gauze | 30 |  | < | 2 | LSurv |  |  |  |  | 6.5 |  |  | 0.8 | mL | 0.8 | mL | [6 empty] | 1.3333 | mL/cm^2 |  |  |  | 0 | 6.5
Oie 2011 Disinfection methods for spores of Bacillus atrophaeus, B. anthracis, Clostridium tetani, C. botulinum and C. difficile |  | Gauze Covering | CFU | 5000000 |  |  | 6 | cm^2 | 0.0006 | m^2 |  |  |  | 0.5 | wt% |  |  | 2 | 22 |  | 50 | Cement | time under gauze | 0 |  |  | 6.301 | LSurv |  |  |  |  | 6.3 |  |  | 0.8 | mL | 0.8 | mL | [6 empty] | 1.3333 | mL/cm^2 |  |  |  |  | 6.3
Oie 2011 Disinfection methods for spores of Bacillus atrophaeus, B. anthracis, Clostridium tetani, C. botulinum and C. difficile |  | Gauze Covering | CFU | 5000000 |  |  | 6 | cm^2 | 0.0006 | m^2 |  |  |  | 0.5 | wt% |  |  | 2 | 22 |  | 50 | Cement | time under gauze | 0.25 |  |  | 5.9542 | LSurv |  |  |  |  | 6.3 |  |  | 0.8 | mL | 0.8 | mL | [6 empty] | 1.3333 | mL/cm^2 |  |  |  |  | 6.3
Oie 2011 Disinfection methods for spores of Bacillus atrophaeus, B. anthracis, Clostridium tetani, C. botulinum and C. difficile |  | Gauze Covering | CFU | 5000000 |  |  | 6 | cm^2 | 0.0006 | m^2 |  |  |  | 0.5 | wt% |  |  | 2 | 22 |  | 50 | Cement | time under gauze | 0.5 |  |  | 5.2304 | LSurv |  |  |  |  | 6.3 |  |  | 0.8 | mL | 0.8 | mL | [6 empty] | 1.3333 | mL/cm^2 |  |  |  |  | 6.3
Oie 2011 Disinfection methods for spores of Bacillus atrophaeus, B. anthracis, Clostridium tetani, C. botulinum and C. difficile |  | Gauze Covering | CFU | 5000000 |  |  | 6 | cm^2 | 0.0006 | m^2 |  |  |  | 0.5 | wt% |  |  | 2 | 22 |  | 50 | Cement | time under gauze | 1 |  |  | 2.7782 | LSurv |  |  |  |  | 6.3 |  |  | 0.8 | mL | 0.8 | mL | [6 empty] | 1.3333 | mL/cm^2 |  |  |  |  | 6.3
Oie 2011 Disinfection methods for spores of Bacillus atrophaeus, B. anthracis, Clostridium tetani, C. botulinum and C. difficile |  | Gauze Covering | CFU | 5000000 |  |  | 6 | cm^2 | 0.0006 | m^2 |  |  |  | 0.5 | wt% |  |  | 2 | 22 |  | 50 | Cement | time under gauze | 5 |  | < | 2 | LSurv |  |  |  |  | 6.3 |  |  | 0.8 | mL | 0.8 | mL | [6 empty] | 1.3333 | mL/cm^2 |  |  |  | 0 | 6.3
Oie 2011 Disinfection methods for spores of Bacillus atrophaeus, B. anthracis, Clostridium tetani, C. botulinum and C. difficile |  | Gauze Covering | CFU | 5000000 |  |  | 6 | cm^2 | 0.0006 | m^2 |  |  |  | 0.5 | wt% |  |  | 2 | 22 |  | 50 | Cement | time under gauze | 10 |  | < | 2 | LSurv |  |  |  |  | 6.3 |  |  | 0.8 | mL | 0.8 | mL | [6 empty] | 1.3333 | mL/cm^2 |  |  |  | 0 | 6.3
Oie 2011 Disinfection methods for spores of Bacillus atrophaeus, B. anthracis, Clostridium tetani, C. botulinum and C. difficile |  | Gauze Covering | CFU | 5000000 |  |  | 6 | cm^2 | 0.0006 | m^2 |  |  |  | 0.5 | wt% |  |  | 2 | 22 |  | 50 | Cement | time under gauze | 30 |  | < | 2 | LSurv |  |  |  |  | 6.3 |  |  | 0.8 | mL | 0.8 | mL | [6 empty] | 1.3333 | mL/cm^2 |  |  |  | 0 | 6.3
Oie 2011 Disinfection methods for spores of Bacillus atrophaeus, B. anthracis, Clostridium tetani, C. botulinum and C. difficile |  | Gauze Covering | CFU | 5000000 |  |  | 6 | cm^2 | 0.0006 | m^2 |  |  |  | 0.5 | wt% |  |  | 2 | 22 |  | 50 | Plywood | time under gauze | 0 |  |  | 6.2788 | LSurv |  |  |  |  | 6.3 |  |  | 0.8 | mL | 0.8 | mL | [5 empty] | bare wood | 1.3333 | mL/cm^2 |  |  |  |  | 6.3
Oie 2011 Disinfection methods for spores of Bacillus atrophaeus, B. anthracis, Clostridium tetani, C. botulinum and C. difficile |  | Gauze Covering | CFU | 5000000 |  |  | 6 | cm^2 | 0.0006 | m^2 |  |  |  | 0.5 | wt% |  |  | 2 | 22 |  | 50 | Plywood | time under gauze | 60 |  |  | 4.8633 | LSurv |  |  |  |  | 6.3 |  |  | 0.8 | mL | 0.8 | mL | [5 empty] | bare wood | 1.3333 | mL/cm^2 |  |  |  |  | 6.3
Oie 2011 Disinfection methods for spores of Bacillus atrophaeus, B. anthracis, Clostridium tetani, C. botulinum and C. difficile |  | Gauze Covering | CFU | 5000000 |  |  | 6 | cm^2 | 0.0006 | m^2 |  |  |  | 0.5 | wt% |  |  | 2 | 22 |  | 50 | Plywood | time under gauze | 120 |  |  | 5.5798 | LSurv |  |  |  |  | 6.3 |  |  | 0.8 | mL | 0.8 | mL | [5 empty] | bare wood | 1.3333 | mL/cm^2 |  |  |  |  | 6.3
Oie 2011 Disinfection methods for spores of Bacillus atrophaeus, B. anthracis, Clostridium tetani, C. botulinum and C. difficile |  | Gauze Covering | CFU | 5000000 |  |  | 6 | cm^2 | 0.0006 | m^2 |  |  |  | 0.5 | wt% |  |  | 2 | 22 |  | 50 | Plywood | time under gauze | 180 |  |  | 4.3424 | LSurv |  |  |  |  | 6.3 |  |  | 0.8 | mL | 0.8 | mL | [5 empty] | bare wood | 1.3333 | mL/cm^2 |  |  |  |  | 6.3
Oie 2011 Disinfection methods for spores of Bacillus atrophaeus, B. anthracis, Clostridium tetani, C. botulinum and C. difficile |  | Gauze Covering | CFU | 5000000 |  |  | 6 | cm^2 | 0.0006 | m^2 |  |  |  | 0.5 | wt% |  |  | 2 | 22 |  | 50 | Plywood | time under gauze | 360 |  |  | 5.2304 | LSurv |  |  |  |  | 6.3 |  |  | 0.8 | mL | 0.8 | mL | [5 empty] | bare wood | 1.3333 | mL/cm^2 |  |  |  |  | 6.3
Oie 2011 Disinfection methods for spores of Bacillus atrophaeus, B. anthracis, Clostridium tetani, C. botulinum and C. difficile |  | Gauze Covering | CFU | 5000000 |  |  | 6 | cm^2 | 0.0006 | m^2 |  |  |  | 0.5 | wt% |  |  | 2 | 22 |  | 50 | Plywood | time under gauze | 0 |  |  | 6.1461 | LSurv |  |  |  |  | 6.1 |  |  | 0.8 | mL | 0.8 | mL | [5 empty] | bare wood | 1.3333 | mL/cm^2 |  |  |  |  | 6.1
Oie 2011 Disinfection methods for spores of Bacillus atrophaeus, B. anthracis, Clostridium tetani, C. botulinum and C. difficile |  | Gauze Covering | CFU | 5000000 |  |  | 6 | cm^2 | 0.0006 | m^2 |  |  |  | 0.5 | wt% |  |  | 2 | 22 |  | 50 | Plywood | time under gauze | 60 |  |  | 3.9138 | LSurv |  |  |  |  | 6.1 |  |  | 0.8 | mL | 0.8 | mL | [5 empty] | bare wood | 1.3333 | mL/cm^2 |  |  |  |  | 6.1
Oie 2011 Disinfection methods for spores of Bacillus atrophaeus, B. anthracis, Clostridium tetani, C. botulinum and C. difficile |  | Gauze Covering | CFU | 5000000 |  |  | 6 | cm^2 | 0.0006 | m^2 |  |  |  | 0.5 | wt% |  |  | 2 | 22 |  | 50 | Plywood | time under gauze | 120 |  |  | 3.8062 | LSurv |  |  |  |  | 6.1 |  |  | 0.8 | mL | 0.8 | mL | [5 empty] | bare wood | 1.3333 | mL/cm^2 |  |  |  |  | 6.1
Oie 2011 Disinfection methods for spores of Bacillus atrophaeus, B. anthracis, Clostridium tetani, C. botulinum and C. difficile |  | Gauze Covering | CFU | 5000000 |  |  | 6 | cm^2 | 0.0006 | m^2 |  |  |  | 0.5 | wt% |  |  | 2 | 22 |  | 50 | Plywood | time under gauze | 180 |  |  | 4.1139 | LSurv |  |  |  |  | 6.1 |  |  | 0.8 | mL | 0.8 | mL | [5 empty] | bare wood | 1.3333 | mL/cm^2 |  |  |  |  | 6.1
Oie 2011 Disinfection methods for spores of Bacillus atrophaeus, B. anthracis, Clostridium tetani, C. botulinum and C. difficile |  | Gauze Covering | CFU | 5000000 |  |  | 6 | cm^2 | 0.0006 | m^2 |  |  |  | 0.5 | wt% |  |  | 2 | 22 |  | 50 | Plywood | time under gauze | 360 |  |  | 4.3979 | LSurv |  |  |  |  | 6.1 |  |  | 0.8 | mL | 0.8 | mL | [5 empty] | bare wood | 1.3333 | mL/cm^2 |  |  |  |  | 6.1
Oie 2011 Disinfection methods for spores of Bacillus atrophaeus, B. anthracis, Clostridium tetani, C. botulinum and C. difficile |  | Gauze Covering | CFU | 5000000 |  |  | 6 | cm^2 | 0.0006 | m^2 |  |  |  | 1 | wt% |  |  | 2 | 22 |  | 50 | Plywood | time under gauze | 0 |  |  | 6 | LSurv |  |  |  |  | 6 |  |  | 0.8 | mL | 0.8 | mL | [5 empty] | bare wood | 1.3333 | mL/cm^2 |  |  |  |  | 6
Oie 2011 Disinfection methods for spores of Bacillus atrophaeus, B. anthracis, Clostridium tetani, C. botulinum and C. difficile |  | Gauze Covering | CFU | 5000000 |  |  | 6 | cm^2 | 0.0006 | m^2 |  |  |  | 1 | wt% |  |  | 2 | 22 |  | 50 | Plywood | time under gauze | 60 |  |  | 5.2041 | LSurv |  |  |  |  | 6 |  |  | 0.8 | mL | 0.8 | mL | [5 empty] | bare wood | 1.3333 | mL/cm^2 |  |  |  |  | 6
Oie 2011 Disinfection methods for spores of Bacillus atrophaeus, B. anthracis, Clostridium tetani, C. botulinum and C. difficile |  | Gauze Covering | CFU | 5000000 |  |  | 6 | cm^2 | 0.0006 | m^2 |  |  |  | 1 | wt% |  |  | 2 | 22 |  | 50 | Plywood | time under gauze | 120 |  |  | 3.7634 | LSurv |  |  |  |  | 6 |  |  | 0.8 | mL | 0.8 | mL | [5 empty] | bare wood | 1.3333 | mL/cm^2 |  |  |  |  | 6
Oie 2011 Disinfection methods for spores of Bacillus atrophaeus, B. anthracis, Clostridium tetani, C. botulinum and C. difficile |  | Gauze Covering | CFU | 5000000 |  |  | 6 | cm^2 | 0.0006 | m^2 |  |  |  | 1 | wt% |  |  | 2 | 22 |  | 50 | Plywood | time under gauze | 180 |  |  | 4.8129 | LSurv |  |  |  |  | 6 |  |  | 0.8 | mL | 0.8 | mL | [5 empty] | bare wood | 1.3333 | mL/cm^2 |  |  |  |  | 6
Oie 2011 Disinfection methods for spores of Bacillus atrophaeus, B. anthracis, Clostridium tetani, C. botulinum and C. difficile |  | Gauze Covering | CFU | 5000000 |  |  | 6 | cm^2 | 0.0006 | m^2 |  |  |  | 1 | wt% |  |  | 2 | 22 |  | 50 | Plywood | time under gauze | 360 |  |  | 3.6435 | LSurv |  |  |  |  | 6 |  |  | 0.8 | mL | 0.8 | mL | [5 empty] | bare wood | 1.3333 | mL/cm^2 |  |  |  |  | 6
Oie 2011 Disinfection methods for spores of Bacillus atrophaeus, B. anthracis, Clostridium tetani, C. botulinum and C. difficile |  | Gauze Covering | CFU | 5000000 |  |  | 6 | cm^2 | 0.0006 | m^2 |  |  |  | 5 | wt% |  |  | 2 | 22 |  | 50 | Plywood | time under gauze | 0 |  |  | 6 | LSurv |  |  |  |  | 6 |  |  | 0.8 | mL | 0.8 | mL | [5 empty] | bare wood | 1.3333 | mL/cm^2 |  |  |  |  | 6
Oie 2011 Disinfection methods for spores of Bacillus atrophaeus, B. anthracis, Clostridium tetani, C. botulinum and C. difficile |  | Gauze Covering | CFU | 5000000 |  |  | 6 | cm^2 | 0.0006 | m^2 |  |  |  | 5 | wt% |  |  | 2 | 22 |  | 50 | Plywood | time under gauze | 60 |  |  | 3.1761 | LSurv |  |  |  |  | 6 |  |  | 0.8 | mL | 0.8 | mL | [5 empty] | bare wood | 1.3333 | mL/cm^2 |  |  |  |  | 6
Oie 2011 Disinfection methods for spores of Bacillus atrophaeus, B. anthracis, Clostridium tetani, C. botulinum and C. difficile |  | Gauze Covering | CFU | 5000000 |  |  | 6 | cm^2 | 0.0006 | m^2 |  |  |  | 5 | wt% |  |  | 2 | 22 |  | 50 | Plywood | time under gauze | 120 |  |  | 3.2041 | LSurv |  |  |  |  | 6 |  |  | 0.8 | mL | 0.8 | mL | [5 empty] | bare wood | 1.3333 | mL/cm^2 |  |  |  |  | 6
Oie 2011 Disinfection methods for spores of Bacillus atrophaeus, B. anthracis, Clostridium tetani, C. botulinum and C. difficile |  | Gauze Covering | CFU | 5000000 |  |  | 6 | cm^2 | 0.0006 | m^2 |  |  |  | 5 | wt% |  |  | 2 | 22 |  | 50 | Plywood | time under gauze | 180 |  |  | 2.1761 | LSurv |  |  |  |  | 6 |  |  | 0.8 | mL | 0.8 | mL | [5 empty] | bare wood | 1.3333 | mL/cm^2 |  |  |  |  | 6
Oie 2011 Disinfection methods for spores of Bacillus atrophaeus, B. anthracis, Clostridium tetani, C. botulinum and C. difficile |  | Gauze Covering | CFU | 5000000 |  |  | 6 | cm^2 | 0.0006 | m^2 |  |  |  | 5 | wt% |  |  | 2 | 22 |  | 50 | Plywood | time under gauze | 360 |  |  | 2.5441 | LSurv |  |  |  |  | 6 |  |  | 0.8 | mL | 0.8 | mL | [5 empty] | bare wood | 1.3333 | mL/cm^2 |  |  |  |  | 6
Oie 2011 Disinfection methods for spores of Bacillus atrophaeus, B. anthracis, Clostridium tetani, C. botulinum and C. difficile |  | Gauze Covering | CFU | 5000000 |  |  | 6 | cm^2 | 0.0006 | m^2 |  |  |  | 0.3 | wt% |  |  | 2 | 22 |  | 50 | Plywood | time under gauze | 0 |  |  | 6 | LSurv |  |  |  |  | 6 |  |  | 0.8 | mL | 0.8 | mL | [5 empty] | bare wood | 1.3333 | mL/cm^2 |  |  |  |  | 6
Oie 2011 Disinfection methods for spores of Bacillus atrophaeus, B. anthracis, Clostridium tetani, C. botulinum and C. difficile |  | Gauze Covering | CFU | 100000000 |  |  | 6 | cm^2 | 0.0006 | m^2 |  |  |  | 0.3 | wt% |  |  | 2 | 22 |  | 50 | Plywood | time under gauze | 0.25 |  |  | 6.3424 | LSurv |  |  |  |  | 6 |  |  | 0.8 | mL | 0.8 | mL | [5 empty] | bare wood | 1.3333 | mL/cm^2 |  |  |  |  | 6
Oie 2011 Disinfection methods for spores of Bacillus atrophaeus, B. anthracis, Clostridium tetani, C. botulinum and C. difficile |  | Gauze Covering | CFU | 100000000 |  |  | 6 | cm^2 | 0.0006 | m^2 |  |  |  | 0.3 | wt% |  |  | 2 | 22 |  | 50 | Plywood | time under gauze | 0.5 |  |  | 4.7634 | LSurv |  |  |  |  | 6 |  |  | 0.8 | mL | 0.8 | mL | [5 empty] | bare wood | 1.3333 | mL/cm^2 |  |  |  |  | 6
Oie 2011 Disinfection methods for spores of Bacillus atrophaeus, B. anthracis, Clostridium tetani, C. botulinum and C. difficile |  | Gauze Covering | CFU | 100000000 |  |  | 6 | cm^2 | 0.0006 | m^2 |  |  |  | 0.3 | wt% |  |  | 2 | 22 |  | 50 | Plywood | time under gauze | 1 |  |  | 2.4771 | LSurv |  |  |  |  | 6 |  |  | 0.8 | mL | 0.8 | mL | [5 empty] | bare wood | 1.3333 | mL/cm^2 |  |  |  |  | 6
Oie 2011 Disinfection methods for spores of Bacillus atrophaeus, B. anthracis, Clostridium tetani, C. botulinum and C. difficile |  | Gauze Covering | CFU | 100000000 |  |  | 6 | cm^2 | 0.0006 | m^2 |  |  |  | 0.3 | wt% |  |  | 2 | 22 |  | 50 | Plywood | time under gauze | 5 |  | < | 2 | LSurv |  |  |  |  | 6 |  |  | 0.8 | mL | 0.8 | mL | [5 empty] | bare wood | 1.3333 | mL/cm^2 |  |  |  | 0 | 6
Oie 2011 Disinfection methods for spores of Bacillus atrophaeus, B. anthracis, Clostridium tetani, C. botulinum and C. difficile |  | Gauze Covering | CFU | 100000000 |  |  | 6 | cm^2 | 0.0006 | m^2 |  |  |  | 0.3 | wt% |  |  | 2 | 22 |  | 50 | Plywood | time under gauze | 10 |  | < | 2 | LSurv |  |  |  |  | 6 |  |  | 0.8 | mL | 0.8 | mL | [5 empty] | bare wood | 1.3333 | mL/cm^2 |  |  |  | 0 | 6
Oie 2011 Disinfection methods for spores of Bacillus atrophaeus, B. anthracis, Clostridium tetani, C. botulinum and C. difficile |  | Gauze Covering | CFU | 100000000 |  |  | 6 | cm^2 | 0.0006 | m^2 |  |  |  | 0.3 | wt% |  |  | 2 | 22 |  | 50 | Plywood | time under gauze | 30 |  | < | 2 | LSurv |  |  |  |  | 6 |  |  | 0.8 | mL | 0.8 | mL | [5 empty] | bare wood | 1.3333 | mL/cm^2 |  |  |  | 0 | 6
Oie 2011 Disinfection methods for spores of Bacillus atrophaeus, B. anthracis, Clostridium tetani, C. botulinum and C. difficile |  | Gauze Covering | CFU | 100000000 |  |  | 6 | cm^2 | 0.0006 | m^2 |  |  |  | 0.3 | wt% |  |  | 2 | 22 |  | 50 | Plywood | time under gauze | 60 |  | < | 2 | LSurv |  |  |  |  | 6 |  |  | 0.8 | mL | 0.8 | mL | [5 empty] | bare wood | 1.3333 | mL/cm^2 |  |  |  | 0 | 6
Oie 2011 Disinfection methods for spores of Bacillus atrophaeus, B. anthracis, Clostridium tetani, C. botulinum and C. difficile |  | Gauze Covering | CFU | 100000000 |  |  | 6 | cm^2 | 0.0006 | m^2 |  |  |  | 2 | wt% |  |  | 2 | 22 |  | 50 | Plywood | time under gauze | 0 |  |  | 6.1761 | LSurv |  |  |  |  | 6.2 |  |  | 0.8 | mL | 0.8 | mL | [5 empty] | bare wood | 1.3333 | mL/cm^2 |  |  |  |  | 6.2
Oie 2011 Disinfection methods for spores of Bacillus atrophaeus, B. anthracis, Clostridium tetani, C. botulinum and C. difficile |  | Gauze Covering | CFU | 100000000 |  |  | 6 | cm^2 | 0.0006 | m^2 |  |  |  | 2 | wt% |  |  | 2 | 22 |  | 50 | Plywood | time under gauze | 60 |  |  | 3.9777 | LSurv |  |  |  |  | 6.2 |  |  | 0.8 | mL | 0.8 | mL | [5 empty] | bare wood | 1.3333 | mL/cm^2 |  |  |  |  | 6.2
Oie 2011 Disinfection methods for spores of Bacillus atrophaeus, B. anthracis, Clostridium tetani, C. botulinum and C. difficile |  | Gauze Covering | CFU | 100000000 |  |  | 6 | cm^2 | 0.0006 | m^2 |  |  |  | 2 | wt% |  |  | 2 | 22 |  | 50 | Plywood | time under gauze | 120 |  |  | 3.8451 | LSurv |  |  |  |  | 6.2 |  |  | 0.8 | mL | 0.8 | mL | [5 empty] | bare wood | 1.3333 | mL/cm^2 |  |  |  |  | 6.2
Oie 2011 Disinfection methods for spores of Bacillus atrophaeus, B. anthracis, Clostridium tetani, C. botulinum and C. difficile |  | Gauze Covering | CFU | 100000000 |  |  | 6 | cm^2 | 0.0006 | m^2 |  |  |  | 2 | wt% |  |  | 2 | 22 |  | 50 | Plywood | time under gauze | 180 |  |  | 2.1761 | LSurv |  |  |  |  | 6.2 |  |  | 0.8 | mL | 0.8 | mL | [5 empty] | bare wood | 1.3333 | mL/cm^2 |  |  |  |  | 6.2
Oie 2011 Disinfection methods for spores of Bacillus atrophaeus, B. anthracis, Clostridium tetani, C. botulinum and C. difficile |  | Gauze Covering | CFU | 100000000 |  |  | 6 | cm^2 | 0.0006 | m^2 |  |  |  | 2 | wt% |  |  | 2 | 22 |  | 50 | Plywood | time under gauze | 360 |  | < | 2 | LSurv |  |  |  |  | 6.2 |  |  | 0.8 | mL | 0.8 | mL | [5 empty] | bare wood | 1.3333 | mL/cm^2 |  |  |  | 0 | 6.2

## Gauze Covering Data
Value
Number of Records | 47
Records Including Grime Dirt | 0
Records Including Rinsate | 0
| Units | Minimum | Maximum | Mean/Mode | Standard Deviation
Coupon Area | m^2 | 0.0006 | 0.0006 | 0.0006 | 1.0959e-19
Loading | CFU | 5000000 | 100000000 | 29255319.1489 | 41871681.8725
Number of Applications | NA | NA | NA | NA | NA
Temperature | Celsius | 22 | 22 | 22 | 0
Relative Humidity | % | 50 | 50 | 50 | 0
Contact Time | Minutes | 0 | 360 | 80.8564 | 114.1514
Concentration of Active Decon Agent | wt% | 0.3 | 5 | 1.1574 | 1.4276
Efficacy | LSurv | 2 | 6.5185 | 4.0688 | 1.6472
Volume Applied | mL | 0.8 | 0.8 | 0.8 | 1.1222e-16

## Gauze Wipe Master
Ref | GrimeDirt | AppMeth | LoadingUn | LoadingNum | ConvertedLoading | ConvertedLoadingUn | CoupArea | CoupAreaUn | ConvertedCoupArea | ConvertedCoupAreaUn | Rinsate | RinsateUn | ConcDoseCtrl | ConcDoseNum | ConcDoseUn | ConvertedConcDose | ConvertedConcDoseUn | TempCtrl | TempNum | RHCtrl | RHNum | SurfMed | ContTimeDesc | ContTimeNumMin | TotalApp | EffGreater | Eff | EffMeas | EffVar | EffVarStat | ConvertedEff | ConvertedEffMeas | LPosRec | N | MatComp | VolApp | VolAppUn | ConvertedVolApp | ConvertedVolAppUn | CT | CTUn | RinsateLess | Positives | WaterRinse | Surface | VolAppDen(L/m^2) | VolAppDenUn | ClO2(ppm) | MB(mg/L) | H2O2(ppm) | PosCalc | LPosRecCalc
Oie 2011 Disinfection methods for spores of Bacillus atrophaeus, B. anthracis, Clostridium tetani, C. botulinum and C. difficile |  | Gauze Wipe | CFU | 100000000 |  |  | 6 | cm^2 | 0.0006 | m^2 |  |  |  | 0.1 | wt% |  |  | 2 | 22 |  | 50 | vinyl chloride plate | time until neutralization | 0 |  |  | 6.3802 | LSurv |  |  |  |  | 6.4 |  |  | 0.8 | mL | 0.8 | mL | [6 empty] | 1.3333 | mL/cm^2 |  |  |  |  | 6.4
Oie 2011 Disinfection methods for spores of Bacillus atrophaeus, B. anthracis, Clostridium tetani, C. botulinum and C. difficile |  | Gauze Wipe | CFU | 100000000 |  |  | 6 | cm^2 | 0.0006 | m^2 |  |  |  | 0.1 | wt% |  |  | 2 | 22 |  | 50 | vinyl chloride plate | time until neutralization | 1 | 8 |  | 3.4314 | LSurv |  |  |  |  | 6.4 |  |  | 0.8 | mL | 0.8 | mL | [6 empty] | 1.3333 | mL/cm^2 |  |  |  |  | 6.4
Oie 2011 Disinfection methods for spores of Bacillus atrophaeus, B. anthracis, Clostridium tetani, C. botulinum and C. difficile |  | Gauze Wipe | CFU | 100000000 |  |  | 6 | cm^2 | 0.0006 | m^2 |  |  |  | 0.1 | wt% |  |  | 2 | 22 |  | 50 | vinyl chloride plate | time until neutralization | 5 | 8 |  | 3.5682 | LSurv |  |  |  |  | 6.4 |  |  | 0.8 | mL | 0.8 | mL | [6 empty] | 1.3333 | mL/cm^2 |  |  |  |  | 6.4
Oie 2011 Disinfection methods for spores of Bacillus atrophaeus, B. anthracis, Clostridium tetani, C. botulinum and C. difficile |  | Gauze Wipe | CFU | 100000000 |  |  | 6 | cm^2 | 0.0006 | m^2 |  |  |  | 0.1 | wt% |  |  | 2 | 22 |  | 50 | vinyl chloride plate | time until neutralization | 10 | 4 |  | 3.4472 | LSurv |  |  |  |  | 6.4 |  |  | 0.8 | mL | 0.8 | mL | [6 empty] | 1.3333 | mL/cm^2 |  |  |  |  | 6.4
Oie 2011 Disinfection methods for spores of Bacillus atrophaeus, B. anthracis, Clostridium tetani, C. botulinum and C. difficile |  | Gauze Wipe | CFU | 360 |  |  | 6 | cm^2 | 0.0006 | m^2 |  |  |  | 0.1 | wt% |  |  | 2 | 22 |  | 50 | vinyl chloride plate | time until neutralization | 20 | 2 |  | 3.2304 | LSurv |  |  |  |  | 6.4 |  |  | 0.8 | mL | 0.8 | mL | [6 empty] | 1.3333 | mL/cm^2 |  |  |  |  | 6.4
Oie 2011 Disinfection methods for spores of Bacillus atrophaeus, B. anthracis, Clostridium tetani, C. botulinum and C. difficile |  | Gauze Wipe | CFU | 360 |  |  | 6 | cm^2 | 0.0006 | m^2 |  |  |  | 0.1 | wt% |  |  | 2 | 22 |  | 50 | vinyl chloride plate | time until neutralization | 30 | 2 | < | 2 | LSurv |  |  |  |  | 6.4 |  |  | 0.8 | mL | 0.8 | mL | [6 empty] | 1.3333 | mL/cm^2 |  |  |  | 0 | 6.4
Oie 2011 Disinfection methods for spores of Bacillus atrophaeus, B. anthracis, Clostridium tetani, C. botulinum and C. difficile |  | Gauze Wipe | CFU | 360 |  |  | 6 | cm^2 | 0.0006 | m^2 |  |  |  | 0.1 | wt% |  |  | 2 | 22 |  | 50 | vinyl chloride plate | time until neutralization | 60 | 8 | < | 2 | LSurv |  |  |  |  | 6.4 |  |  | 0.8 | mL | 0.8 | mL | [6 empty] | 1.3333 | mL/cm^2 |  |  |  | 0 | 6.4
Oie 2011 Disinfection methods for spores of Bacillus atrophaeus, B. anthracis, Clostridium tetani, C. botulinum and C. difficile |  | Gauze Wipe | CFU | 360 |  |  | 6 | cm^2 | 0.0006 | m^2 |  |  |  | 0.1 | wt% |  |  | 2 | 22 |  | 50 | vinyl chloride plate | time until neutralization | 0 | 8 |  | 6.2788 | LSurv |  |  |  |  | 6.3 |  |  | 0.8 | mL | 0.8 | mL | [6 empty] | 1.3333 | mL/cm^2 |  |  |  |  | 6.3
Oie 2011 Disinfection methods for spores of Bacillus atrophaeus, B. anthracis, Clostridium tetani, C. botulinum and C. difficile |  | Gauze Wipe | CFU | 360 |  |  | 6 | cm^2 | 0.0006 | m^2 |  |  |  | 0.1 | wt% |  |  | 2 | 22 |  | 50 | vinyl chloride plate | time until neutralization | 0.25 | 4 |  | 4.6021 | LSurv |  |  |  |  | 6.3 |  |  | 0.8 | mL | 0.8 | mL | [6 empty] | 1.3333 | mL/cm^2 |  |  |  |  | 6.3
Oie 2011 Disinfection methods for spores of Bacillus atrophaeus, B. anthracis, Clostridium tetani, C. botulinum and C. difficile |  | Gauze Wipe | CFU | 360 |  |  | 6 | cm^2 | 0.0006 | m^2 |  |  |  | 0.1 | wt% |  |  | 2 | 22 |  | 50 | vinyl chloride plate | time until neutralization | 0.5 | 2 |  | 3.7243 | LSurv |  |  |  |  | 6.3 |  |  | 0.8 | mL | 0.8 | mL | [6 empty] | 1.3333 | mL/cm^2 |  |  |  |  | 6.3
Oie 2011 Disinfection methods for spores of Bacillus atrophaeus, B. anthracis, Clostridium tetani, C. botulinum and C. difficile |  | Gauze Wipe | CFU | 360 |  |  | 6 | cm^2 | 0.0006 | m^2 |  |  |  | 0.1 | wt% |  |  | 2 | 22 |  | 50 | vinyl chloride plate | time until neutralization | 1 | 2 |  | 3.4314 | LSurv |  |  |  |  | 6.3 |  |  | 0.8 | mL | 0.8 | mL | [6 empty] | 1.3333 | mL/cm^2 |  |  |  |  | 6.3
Oie 2011 Disinfection methods for spores of Bacillus atrophaeus, B. anthracis, Clostridium tetani, C. botulinum and C. difficile |  | Gauze Wipe | CFU | 360 |  |  | 6 | cm^2 | 0.0006 | m^2 |  |  |  | 0.1 | wt% |  |  | 2 | 22 |  | 50 | vinyl chloride plate | time until neutralization | 5 | 6 |  | 3.2553 | LSurv |  |  |  |  | 6.3 |  |  | 0.8 | mL | 0.8 | mL | [6 empty] | 1.3333 | mL/cm^2 |  |  |  |  | 6.3
Oie 2011 Disinfection methods for spores of Bacillus atrophaeus, B. anthracis, Clostridium tetani, C. botulinum and C. difficile |  | Gauze Wipe | CFU | 360 |  |  | 6 | cm^2 | 0.0006 | m^2 |  |  |  | 0.1 | wt% |  |  | 2 | 22 |  | 50 | vinyl chloride plate | time until neutralization | 10 | 3 |  | 3.2788 | LSurv |  |  |  |  | 6.3 |  |  | 0.8 | mL | 0.8 | mL | [6 empty] | 1.3333 | mL/cm^2 |  |  |  |  | 6.3
Oie 2011 Disinfection methods for spores of Bacillus atrophaeus, B. anthracis, Clostridium tetani, C. botulinum and C. difficile |  | Gauze Wipe | CFU | 360 |  |  | 6 | cm^2 | 0.0006 | m^2 |  |  |  | 0.1 | wt% |  |  | 2 | 22 |  | 50 | vinyl chloride plate | time until neutralization | 20 | 3 | < | 2 | LSurv |  |  |  |  | 6.3 |  |  | 0.8 | mL | 0.8 | mL | [6 empty] | 1.3333 | mL/cm^2 |  |  |  | 0 | 6.3
Oie 2011 Disinfection methods for spores of Bacillus atrophaeus, B. anthracis, Clostridium tetani, C. botulinum and C. difficile |  | Gauze Wipe | CFU | 360 |  |  | 6 | cm^2 | 0.0006 | m^2 |  |  |  | 0.1 | wt% |  |  | 2 | 22 |  | 50 | vinyl chloride plate | time until neutralization | 30 | 2 | < | 2 | LSurv |  |  |  |  | 6.3 |  |  | 0.8 | mL | 0.8 | mL | [6 empty] | 1.3333 | mL/cm^2 |  |  |  | 0 | 6.3
Oie 2011 Disinfection methods for spores of Bacillus atrophaeus, B. anthracis, Clostridium tetani, C. botulinum and C. difficile |  | Gauze Wipe | CFU | 360 |  |  | 6 | cm^2 | 0.0006 | m^2 |  |  |  | 0.1 | wt% |  |  | 2 | 22 |  | 50 | vinyl chloride plate | time until neutralization | 60 | 1 | < | 2 | LSurv |  |  |  |  | 6.3 |  |  | 0.8 | mL | 0.8 | mL | [6 empty] | 1.3333 | mL/cm^2 |  |  |  | 0 | 6.3
Oie 2011 Disinfection methods for spores of Bacillus atrophaeus, B. anthracis, Clostridium tetani, C. botulinum and C. difficile |  | Gauze Wipe | CFU | 360 |  |  | 6 | cm^2 | 0.0006 | m^2 |  |  |  | 0.5 | wt% |  |  | 2 | 22 |  | 50 | vinyl chloride plate | time until neutralization | 0 | 6 |  | 7.3222 | LSurv |  |  |  |  | 7.3 |  |  | 0.8 | mL | 0.8 | mL | [6 empty] | 1.3333 | mL/cm^2 |  |  |  |  | 7.3
Oie 2011 Disinfection methods for spores of Bacillus atrophaeus, B. anthracis, Clostridium tetani, C. botulinum and C. difficile |  | Gauze Wipe | CFU | 360 |  |  | 6 | cm^2 | 0.0006 | m^2 |  |  |  | 0.5 | wt% |  |  | 2 | 22 |  | 50 | vinyl chloride plate | time until neutralization | 1 | 3 |  | 4.9542 | LSurv |  |  |  |  | 7.3 |  |  | 0.8 | mL | 0.8 | mL | [6 empty] | 1.3333 | mL/cm^2 |  |  |  |  | 7.3
Oie 2011 Disinfection methods for spores of Bacillus atrophaeus, B. anthracis, Clostridium tetani, C. botulinum and C. difficile |  | Gauze Wipe | CFU | 360 |  |  | 6 | cm^2 | 0.0006 | m^2 |  |  |  | 0.5 | wt% |  |  | 2 | 22 |  | 50 | vinyl chloride plate | time until neutralization | 5 | 3 |  | 5.6021 | LSurv |  |  |  |  | 7.3 |  |  | 0.8 | mL | 0.8 | mL | [6 empty] | 1.3333 | mL/cm^2 |  |  |  |  | 7.3
Oie 2011 Disinfection methods for spores of Bacillus atrophaeus, B. anthracis, Clostridium tetani, C. botulinum and C. difficile |  | Gauze Wipe | CFU | 300 |  |  | 6 | cm^2 | 0.0006 | m^2 |  |  |  | 0.5 | wt% |  |  | 2 | 22 |  | 50 | vinyl chloride plate | time until neutralization | 10 | 2 |  | 2.5682 | LSurv |  |  |  |  | 7.3 |  |  | 0.8 | mL | 0.8 | mL | [6 empty] | 1.3333 | mL/cm^2 |  |  |  |  | 7.3
Oie 2011 Disinfection methods for spores of Bacillus atrophaeus, B. anthracis, Clostridium tetani, C. botulinum and C. difficile |  | Gauze Wipe | CFU | 300 |  |  | 6 | cm^2 | 0.0006 | m^2 |  |  |  | 0.5 | wt% |  |  | 2 | 22 |  | 50 | vinyl chloride plate | time until neutralization | 20 | 1 | < | 2 | LSurv |  |  |  |  | 7.3 |  |  | 0.8 | mL | 0.8 | mL | [6 empty] | 1.3333 | mL/cm^2 |  |  |  | 0 | 7.3
Oie 2011 Disinfection methods for spores of Bacillus atrophaeus, B. anthracis, Clostridium tetani, C. botulinum and C. difficile |  | Gauze Wipe | CFU | 300 |  |  | 6 | cm^2 | 0.0006 | m^2 |  |  |  | 0.5 | wt% |  |  | 2 | 22 |  | 50 | vinyl chloride plate | time until neutralization | 30 | 6 | < | 2 | LSurv |  |  |  |  | 7.3 |  |  | 0.8 | mL | 0.8 | mL | [6 empty] | 1.3333 | mL/cm^2 |  |  |  | 0 | 7.3
Oie 2011 Disinfection methods for spores of Bacillus atrophaeus, B. anthracis, Clostridium tetani, C. botulinum and C. difficile |  | Gauze Wipe | CFU | 300 |  |  | 6 | cm^2 | 0.0006 | m^2 |  |  |  | 0.5 | wt% |  |  | 2 | 22 |  | 50 | vinyl chloride plate | time until neutralization | 60 | 3 | < | 2 | LSurv |  |  |  |  | 7.3 |  |  | 0.8 | mL | 0.8 | mL | [6 empty] | 1.3333 | mL/cm^2 |  |  |  | 0 | 7.3
Oie 2011 Disinfection methods for spores of Bacillus atrophaeus, B. anthracis, Clostridium tetani, C. botulinum and C. difficile |  | Gauze Wipe | CFU | 300 |  |  | 6 | cm^2 | 0.0006 | m^2 |  |  |  | 0.5 | wt% |  |  | 2 | 22 |  | 50 | vinyl chloride plate | time until neutralization | 0 | 3 |  | 6.7404 | LSurv |  |  |  |  | 6.7 |  |  | 0.8 | mL | 0.8 | mL | [6 empty] | 1.3333 | mL/cm^2 |  |  |  |  | 6.7
Oie 2011 Disinfection methods for spores of Bacillus atrophaeus, B. anthracis, Clostridium tetani, C. botulinum and C. difficile |  | Gauze Wipe | CFU | 300 |  |  | 6 | cm^2 | 0.0006 | m^2 |  |  |  | 0.5 | wt% |  |  | 2 | 22 |  | 50 | vinyl chloride plate | time until neutralization | 0.25 | 2 | < | 2 | LSurv |  |  |  |  | 6.7 |  |  | 0.8 | mL | 0.8 | mL | [6 empty] | 1.3333 | mL/cm^2 |  |  |  | 0 | 6.7
Oie 2011 Disinfection methods for spores of Bacillus atrophaeus, B. anthracis, Clostridium tetani, C. botulinum and C. difficile |  | Gauze Wipe | CFU | 300 |  |  | 6 | cm^2 | 0.0006 | m^2 |  |  |  | 0.5 | wt% |  |  | 2 | 22 |  | 50 | vinyl chloride plate | time until neutralization | 0.5 | 1 | < | 2 | LSurv |  |  |  |  | 6.7 |  |  | 0.8 | mL | 0.8 | mL | [6 empty] | 1.3333 | mL/cm^2 |  |  |  | 0 | 6.7
Oie 2011 Disinfection methods for spores of Bacillus atrophaeus, B. anthracis, Clostridium tetani, C. botulinum and C. difficile |  | Gauze Wipe | CFU | 300 |  |  | 6 | cm^2 | 0.0006 | m^2 |  |  |  | 0.5 | wt% |  |  | 2 | 22 |  | 50 | vinyl chloride plate | time until neutralization | 1 | 6 | < | 2 | LSurv |  |  |  |  | 6.7 |  |  | 0.8 | mL | 0.8 | mL | [6 empty] | 1.3333 | mL/cm^2 |  |  |  | 0 | 6.7
Oie 2011 Disinfection methods for spores of Bacillus atrophaeus, B. anthracis, Clostridium tetani, C. botulinum and C. difficile |  | Gauze Wipe | CFU | 300 |  |  | 6 | cm^2 | 0.0006 | m^2 |  |  |  | 0.5 | wt% |  |  | 2 | 22 |  | 50 | vinyl chloride plate | time until neutralization | 5 | 3 | < | 2 | LSurv |  |  |  |  | 6.7 |  |  | 0.8 | mL | 0.8 | mL | [6 empty] | 1.3333 | mL/cm^2 |  |  |  | 0 | 6.7
Oie 2011 Disinfection methods for spores of Bacillus atrophaeus, B. anthracis, Clostridium tetani, C. botulinum and C. difficile |  | Gauze Wipe | CFU | 300 |  |  | 6 | cm^2 | 0.0006 | m^2 |  |  |  | 0.5 | wt% |  |  | 2 | 22 |  | 50 | vinyl chloride plate | time until neutralization | 10 | 3 | < | 2 | LSurv |  |  |  |  | 6.7 |  |  | 0.8 | mL | 0.8 | mL | [6 empty] | 1.3333 | mL/cm^2 |  |  |  | 0 | 6.7
Oie 2011 Disinfection methods for spores of Bacillus atrophaeus, B. anthracis, Clostridium tetani, C. botulinum and C. difficile |  | Gauze Wipe | CFU | 300 |  |  | 6 | cm^2 | 0.0006 | m^2 |  |  |  | 0.5 | wt% |  |  | 2 | 22 |  | 50 | vinyl chloride plate | time until neutralization | 20 | 2 | < | 2 | LSurv |  |  |  |  | 6.7 |  |  | 0.8 | mL | 0.8 | mL | [6 empty] | 1.3333 | mL/cm^2 |  |  |  | 0 | 6.7
Oie 2011 Disinfection methods for spores of Bacillus atrophaeus, B. anthracis, Clostridium tetani, C. botulinum and C. difficile |  | Gauze Wipe | CFU | 300 |  |  | 6 | cm^2 | 0.0006 | m^2 |  |  |  | 0.5 | wt% |  |  | 2 | 22 |  | 50 | vinyl chloride plate | time until neutralization | 30 | 1 | < | 2 | LSurv |  |  |  |  | 6.7 |  |  | 0.8 | mL | 0.8 | mL | [6 empty] | 1.3333 | mL/cm^2 |  |  |  | 0 | 6.7
Oie 2011 Disinfection methods for spores of Bacillus atrophaeus, B. anthracis, Clostridium tetani, C. botulinum and C. difficile |  | Gauze Wipe | CFU | 300 |  |  | 6 | cm^2 | 0.0006 | m^2 |  |  |  | 0.5 | wt% |  |  | 2 | 22 |  | 50 | vinyl chloride plate | time until neutralization | 60 |  | < | 2 | LSurv |  |  |  |  | 6.7 |  |  | 0.8 | mL | 0.8 | mL | [6 empty] | 1.3333 | mL/cm^2 |  |  |  | 0 | 6.7
Oie 2011 Disinfection methods for spores of Bacillus atrophaeus, B. anthracis, Clostridium tetani, C. botulinum and C. difficile |  | Gauze Wipe | CFU | 300 |  |  | 6 | cm^2 | 0.0006 | m^2 |  |  |  | 0.1 | wt% |  |  | 2 | 22 |  | 50 | Tile | time until neutralization | 0 |  |  | 6.9031 | LSurv |  |  |  |  | 6.9 |  |  | 0.8 | mL | 0.8 | mL | [5 empty] | smooth tile | 1.3333 | mL/cm^2 |  |  |  |  | 6.9
Oie 2011 Disinfection methods for spores of Bacillus atrophaeus, B. anthracis, Clostridium tetani, C. botulinum and C. difficile |  | Gauze Wipe | CFU | 300 |  |  | 6 | cm^2 | 0.0006 | m^2 |  |  |  | 0.1 | wt% |  |  | 2 | 22 |  | 50 | Tile | time until neutralization | 1 |  |  | 4.7782 | LSurv |  |  |  |  | 6.9 |  |  | 0.8 | mL | 0.8 | mL | [5 empty] | smooth tile | 1.3333 | mL/cm^2 |  |  |  |  | 6.9
Oie 2011 Disinfection methods for spores of Bacillus atrophaeus, B. anthracis, Clostridium tetani, C. botulinum and C. difficile |  | Gauze Wipe | CFU | 1000000 |  |  | 6 | cm^2 | 0.0006 | m^2 |  |  |  | 0.1 | wt% |  |  | 2 | 22 |  | 50 | Tile | time until neutralization | 5 |  |  | 4.0414 | LSurv |  |  |  |  | 6.9 |  |  | 0.8 | mL | 0.8 | mL | [5 empty] | smooth tile | 1.3333 | mL/cm^2 |  |  |  |  | 6.9
Oie 2011 Disinfection methods for spores of Bacillus atrophaeus, B. anthracis, Clostridium tetani, C. botulinum and C. difficile |  | Gauze Wipe | CFU | 1000000 |  |  | 6 | cm^2 | 0.0006 | m^2 |  |  |  | 0.1 | wt% |  |  | 2 | 22 |  | 50 | Tile | time until neutralization | 10 |  |  | 4 | LSurv |  |  |  |  | 6.9 |  |  | 0.8 | mL | 0.8 | mL | [5 empty] | smooth tile | 1.3333 | mL/cm^2 |  |  |  |  | 6.9
Oie 2011 Disinfection methods for spores of Bacillus atrophaeus, B. anthracis, Clostridium tetani, C. botulinum and C. difficile |  | Gauze Wipe | CFU | 1000000 |  |  | 6 | cm^2 | 0.0006 | m^2 |  |  |  | 0.1 | wt% |  |  | 2 | 22 |  | 50 | Tile | time until neutralization | 20 |  |  | 4.3222 | LSurv |  |  |  |  | 6.9 |  |  | 0.8 | mL | 0.8 | mL | [5 empty] | smooth tile | 1.3333 | mL/cm^2 |  |  |  |  | 6.9
Oie 2011 Disinfection methods for spores of Bacillus atrophaeus, B. anthracis, Clostridium tetani, C. botulinum and C. difficile |  | Gauze Wipe | CFU | 1000000 |  |  | 6 | cm^2 | 0.0006 | m^2 |  |  |  | 0.1 | wt% |  |  | 2 | 22 |  | 50 | Tile | time until neutralization | 30 |  |  | 5.3802 | LSurv |  |  |  |  | 6.9 |  |  | 0.8 | mL | 0.8 | mL | [5 empty] | smooth tile | 1.3333 | mL/cm^2 |  |  |  |  | 6.9
Oie 2011 Disinfection methods for spores of Bacillus atrophaeus, B. anthracis, Clostridium tetani, C. botulinum and C. difficile |  | Gauze Wipe | CFU | 1000000 |  |  | 6 | cm^2 | 0.0006 | m^2 |  |  |  | 0.1 | wt% |  |  | 2 | 22 |  | 50 | Tile | time until neutralization | 60 |  |  | 5 | LSurv |  |  |  |  | 6.9 |  |  | 0.8 | mL | 0.8 | mL | [5 empty] | smooth tile | 1.3333 | mL/cm^2 |  |  |  |  | 6.9
Oie 2011 Disinfection methods for spores of Bacillus atrophaeus, B. anthracis, Clostridium tetani, C. botulinum and C. difficile |  | Gauze Wipe | CFU | 1000000 |  |  | 6 | cm^2 | 0.0006 | m^2 |  |  |  | 0.1 | wt% |  |  | 2 | 22 |  | 50 | Tile | time until neutralization | 0 |  |  | 6.6128 | LSurv |  |  |  |  | 6.6 |  |  | 0.8 | mL | 0.8 | mL | [5 empty] | smooth tile | 1.3333 | mL/cm^2 |  |  |  |  | 6.6
Oie 2011 Disinfection methods for spores of Bacillus atrophaeus, B. anthracis, Clostridium tetani, C. botulinum and C. difficile |  | Gauze Wipe | CFU | 1000000 |  |  | 6 | cm^2 | 0.0006 | m^2 |  |  |  | 0.1 | wt% |  |  | 2 | 22 |  | 50 | Tile | time until neutralization | 1 |  |  | 4.301 | LSurv |  |  |  |  | 6.6 |  |  | 0.8 | mL | 0.8 | mL | [5 empty] | smooth tile | 1.3333 | mL/cm^2 |  |  |  |  | 6.6
Oie 2011 Disinfection methods for spores of Bacillus atrophaeus, B. anthracis, Clostridium tetani, C. botulinum and C. difficile |  | Gauze Wipe | CFU | 1000000 |  |  | 6 | cm^2 | 0.0006 | m^2 |  |  |  | 0.1 | wt% |  |  | 2 | 22 |  | 50 | Tile | time until neutralization | 5 |  |  | 4.5441 | LSurv |  |  |  |  | 6.6 |  |  | 0.8 | mL | 0.8 | mL | [5 empty] | smooth tile | 1.3333 | mL/cm^2 |  |  |  |  | 6.6
Oie 2011 Disinfection methods for spores of Bacillus atrophaeus, B. anthracis, Clostridium tetani, C. botulinum and C. difficile |  | Gauze Wipe | CFU | 1000000 |  |  | 6 | cm^2 | 0.0006 | m^2 |  |  |  | 0.1 | wt% |  |  | 2 | 22 |  | 50 | Tile | time until neutralization | 10 |  |  | 2.1761 | LSurv |  |  |  |  | 6.6 |  |  | 0.8 | mL | 0.8 | mL | [5 empty] | smooth tile | 1.3333 | mL/cm^2 |  |  |  |  | 6.6
Oie 2011 Disinfection methods for spores of Bacillus atrophaeus, B. anthracis, Clostridium tetani, C. botulinum and C. difficile |  | Gauze Wipe | CFU | 1000000 |  |  | 6 | cm^2 | 0.0006 | m^2 |  |  |  | 0.1 | wt% |  |  | 2 | 22 |  | 50 | Tile | time until neutralization | 20 |  |  | 2.3979 | LSurv |  |  |  |  | 6.6 |  |  | 0.8 | mL | 0.8 | mL | [5 empty] | smooth tile | 1.3333 | mL/cm^2 |  |  |  |  | 6.6
Oie 2011 Disinfection methods for spores of Bacillus atrophaeus, B. anthracis, Clostridium tetani, C. botulinum and C. difficile |  | Gauze Wipe | CFU | 1000000 |  |  | 6 | cm^2 | 0.0006 | m^2 |  |  |  | 0.1 | wt% |  |  | 2 | 22 |  | 50 | Tile | time until neutralization | 30 |  |  | 3.1761 | LSurv |  |  |  |  | 6.6 |  |  | 0.8 | mL | 0.8 | mL | [5 empty] | smooth tile | 1.3333 | mL/cm^2 |  |  |  |  | 6.6
Oie 2011 Disinfection methods for spores of Bacillus atrophaeus, B. anthracis, Clostridium tetani, C. botulinum and C. difficile |  | Gauze Wipe | CFU | 1000000 |  |  | 6 | cm^2 | 0.0006 | m^2 |  |  |  | 0.1 | wt% |  |  | 2 | 22 |  | 50 | Tile | time until neutralization | 60 |  | < | 2 | LSurv |  |  |  |  | 6.6 |  |  | 0.8 | mL | 0.8 | mL | [5 empty] | smooth tile | 1.3333 | mL/cm^2 |  |  |  | 0 | 6.6
Oie 2011 Disinfection methods for spores of Bacillus atrophaeus, B. anthracis, Clostridium tetani, C. botulinum and C. difficile |  | Gauze Wipe | CFU | 1000000 |  |  | 6 | cm^2 | 0.0006 | m^2 |  |  |  | 0.5 | wt% |  |  | 2 | 22 |  | 50 | Tile | time until neutralization | 0 |  |  | 6.0414 | LSurv |  |  |  |  | 6 |  |  | 0.8 | mL | 0.8 | mL | [5 empty] | smooth tile | 1.3333 | mL/cm^2 |  |  |  |  | 6
Oie 2011 Disinfection methods for spores of Bacillus atrophaeus, B. anthracis, Clostridium tetani, C. botulinum and C. difficile |  | Gauze Wipe | CFU | 1000000 |  |  | 6 | cm^2 | 0.0006 | m^2 |  |  |  | 0.5 | wt% |  |  | 2 | 22 |  | 50 | Tile | time until neutralization | 1 |  |  | 3.3424 | LSurv |  |  |  |  | 6 |  |  | 0.8 | mL | 0.8 | mL | [5 empty] | smooth tile | 1.3333 | mL/cm^2 |  |  |  |  | 6
Oie 2011 Disinfection methods for spores of Bacillus atrophaeus, B. anthracis, Clostridium tetani, C. botulinum and C. difficile |  | Gauze Wipe | CFU | 1000000 |  |  | 6 | cm^2 | 0.0006 | m^2 |  |  |  | 0.5 | wt% |  |  | 2 | 22 |  | 50 | Tile | time until neutralization | 5 |  |  | 2.7634 | LSurv |  |  |  |  | 6 |  |  | 0.8 | mL | 0.8 | mL | [5 empty] | smooth tile | 1.3333 | mL/cm^2 |  |  |  |  | 6
Oie 2011 Disinfection methods for spores of Bacillus atrophaeus, B. anthracis, Clostridium tetani, C. botulinum and C. difficile |  | Gauze Wipe | CFU | 1000000 |  |  | 6 | cm^2 | 0.0006 | m^2 |  |  |  | 0.5 | wt% |  |  | 2 | 22 |  | 50 | Tile | time until neutralization | 10 |  |  | 3.3222 | LSurv |  |  |  |  | 6 |  |  | 0.8 | mL | 0.8 | mL | [5 empty] | smooth tile | 1.3333 | mL/cm^2 |  |  |  |  | 6
Oie 2011 Disinfection methods for spores of Bacillus atrophaeus, B. anthracis, Clostridium tetani, C. botulinum and C. difficile |  | Gauze Wipe | CFU | 1000000 |  |  | 6 | cm^2 | 0.0006 | m^2 |  |  |  | 0.5 | wt% |  |  | 2 | 22 |  | 50 | Tile | time until neutralization | 20 |  | < | 2 | LSurv |  |  |  |  | 6 |  |  | 0.8 | mL | 0.8 | mL | [5 empty] | smooth tile | 1.3333 | mL/cm^2 |  |  |  | 0 | 6
Oie 2011 Disinfection methods for spores of Bacillus atrophaeus, B. anthracis, Clostridium tetani, C. botulinum and C. difficile |  | Gauze Wipe | CFU | 100000 |  |  | 6 | cm^2 | 0.0006 | m^2 |  |  |  | 0.5 | wt% |  |  | 2 | 22 |  | 50 | Tile | time until neutralization | 30 |  | < | 2 | LSurv |  |  |  |  | 6 |  |  | 0.8 | mL | 0.8 | mL | [5 empty] | smooth tile | 1.3333 | mL/cm^2 |  |  |  | 0 | 6
Oie 2011 Disinfection methods for spores of Bacillus atrophaeus, B. anthracis, Clostridium tetani, C. botulinum and C. difficile |  | Gauze Wipe | CFU | 100000 |  |  | 6 | cm^2 | 0.0006 | m^2 |  |  |  | 0.5 | wt% |  |  | 2 | 22 |  | 50 | Tile | time until neutralization | 60 |  | < | 2 | LSurv |  |  |  |  | 6 |  |  | 0.8 | mL | 0.8 | mL | [5 empty] | smooth tile | 1.3333 | mL/cm^2 |  |  |  | 0 | 6
Oie 2011 Disinfection methods for spores of Bacillus atrophaeus, B. anthracis, Clostridium tetani, C. botulinum and C. difficile |  | Gauze Wipe | CFU | 100000 |  |  | 6 | cm^2 | 0.0006 | m^2 |  |  |  | 0.5 | wt% |  |  | 2 | 22 |  | 50 | Tile | time until neutralization | 0 |  |  | 6.2788 | LSurv |  |  |  |  | 6.3 |  |  | 0.8 | mL | 0.8 | mL | [5 empty] | smooth tile | 1.3333 | mL/cm^2 |  |  |  |  | 6.3
Oie 2011 Disinfection methods for spores of Bacillus atrophaeus, B. anthracis, Clostridium tetani, C. botulinum and C. difficile |  | Gauze Wipe | CFU | 100000 |  |  | 6 | cm^2 | 0.0006 | m^2 |  |  |  | 0.5 | wt% |  |  | 2 | 22 |  | 50 | Tile | time until neutralization | 0.25 |  | < | 2 | LSurv |  |  |  |  | 6.3 |  |  | 0.8 | mL | 0.8 | mL | [5 empty] | smooth tile | 1.3333 | mL/cm^2 |  |  |  | 0 | 6.3
Oie 2011 Disinfection methods for spores of Bacillus atrophaeus, B. anthracis, Clostridium tetani, C. botulinum and C. difficile |  | Gauze Wipe | CFU | 100000 |  |  | 6 | cm^2 | 0.0006 | m^2 |  |  |  | 0.5 | wt% |  |  | 2 | 22 |  | 50 | Tile | time until neutralization | 0.5 |  | < | 2 | LSurv |  |  |  |  | 6.3 |  |  | 0.8 | mL | 0.8 | mL | [5 empty] | smooth tile | 1.3333 | mL/cm^2 |  |  |  | 0 | 6.3
Oie 2011 Disinfection methods for spores of Bacillus atrophaeus, B. anthracis, Clostridium tetani, C. botulinum and C. difficile |  | Gauze Wipe | CFU | 100000 |  |  | 6 | cm^2 | 0.0006 | m^2 |  |  |  | 0.5 | wt% |  |  | 2 | 22 |  | 50 | Tile | time until neutralization | 1 |  | < | 2 | LSurv |  |  |  |  | 6.3 |  |  | 0.8 | mL | 0.8 | mL | [5 empty] | smooth tile | 1.3333 | mL/cm^2 |  |  |  | 0 | 6.3
Oie 2011 Disinfection methods for spores of Bacillus atrophaeus, B. anthracis, Clostridium tetani, C. botulinum and C. difficile |  | Gauze Wipe | CFU | 100000 |  |  | 6 | cm^2 | 0.0006 | m^2 |  |  |  | 0.5 | wt% |  |  | 2 | 22 |  | 50 | Tile | time until neutralization | 5 |  | < | 2 | LSurv |  |  |  |  | 6.3 |  |  | 0.8 | mL | 0.8 | mL | [5 empty] | smooth tile | 1.3333 | mL/cm^2 |  |  |  | 0 | 6.3
Oie 2011 Disinfection methods for spores of Bacillus atrophaeus, B. anthracis, Clostridium tetani, C. botulinum and C. difficile |  | Gauze Wipe | CFU | 100000 |  |  | 6 | cm^2 | 0.0006 | m^2 |  |  |  | 0.1 | wt% |  |  | 2 | 22 |  | 50 | Cement | time until neutralization | 0 |  |  | 7.2041 | LSurv |  |  |  |  | 7.2 |  |  | 0.8 | mL | 0.8 | mL | [6 empty] | 1.3333 | mL/cm^2 |  |  |  |  | 7.2
Oie 2011 Disinfection methods for spores of Bacillus atrophaeus, B. anthracis, Clostridium tetani, C. botulinum and C. difficile |  | Gauze Wipe | CFU | 100000 |  |  | 6 | cm^2 | 0.0006 | m^2 |  |  |  | 0.1 | wt% |  |  | 2 | 22 |  | 50 | Cement | time until neutralization | 10 |  |  | 6.2553 | LSurv |  |  |  |  | 7.2 |  |  | 0.8 | mL | 0.8 | mL | [6 empty] | 1.3333 | mL/cm^2 |  |  |  |  | 7.2
Oie 2011 Disinfection methods for spores of Bacillus atrophaeus, B. anthracis, Clostridium tetani, C. botulinum and C. difficile |  | Gauze Wipe | CFU | 100000 |  |  | 6 | cm^2 | 0.0006 | m^2 |  |  |  | 0.1 | wt% |  |  | 2 | 22 |  | 50 | Cement | time until neutralization | 20 |  |  | 6.301 | LSurv |  |  |  |  | 7.2 |  |  | 0.8 | mL | 0.8 | mL | [6 empty] | 1.3333 | mL/cm^2 |  |  |  |  | 7.2
Oie 2011 Disinfection methods for spores of Bacillus atrophaeus, B. anthracis, Clostridium tetani, C. botulinum and C. difficile |  | Gauze Wipe | CFU | 100000 |  |  | 6 | cm^2 | 0.0006 | m^2 |  |  |  | 0.1 | wt% |  |  | 2 | 22 |  | 50 | Cement | time until neutralization | 30 |  |  | 6.415 | LSurv |  |  |  |  | 7.2 |  |  | 0.8 | mL | 0.8 | mL | [6 empty] | 1.3333 | mL/cm^2 |  |  |  |  | 7.2
Oie 2011 Disinfection methods for spores of Bacillus atrophaeus, B. anthracis, Clostridium tetani, C. botulinum and C. difficile |  | Gauze Wipe | CFU | 100000 |  |  | 6 | cm^2 | 0.0006 | m^2 |  |  |  | 0.1 | wt% |  |  | 2 | 22 |  | 50 | Cement | time until neutralization | 60 |  |  | 6.301 | LSurv |  |  |  |  | 7.2 |  |  | 0.8 | mL | 0.8 | mL | [6 empty] | 1.3333 | mL/cm^2 |  |  |  |  | 7.2
Oie 2011 Disinfection methods for spores of Bacillus atrophaeus, B. anthracis, Clostridium tetani, C. botulinum and C. difficile |  | Gauze Wipe | CFU | 100000 |  |  | 6 | cm^2 | 0.0006 | m^2 |  |  |  | 0.1 | wt% |  |  | 2 | 22 |  | 50 | Cement | time until neutralization | 0 |  |  | 6.4914 | LSurv |  |  |  |  | 6.5 |  |  | 0.8 | mL | 0.8 | mL | [6 empty] | 1.3333 | mL/cm^2 |  |  |  |  | 6.5
Oie 2011 Disinfection methods for spores of Bacillus atrophaeus, B. anthracis, Clostridium tetani, C. botulinum and C. difficile |  | Gauze Wipe | CFU | 100000 |  |  | 6 | cm^2 | 0.0006 | m^2 |  |  |  | 0.1 | wt% |  |  | 2 | 22 |  | 50 | Cement | time until neutralization | 10 |  |  | 6.2553 | LSurv |  |  |  |  | 6.5 |  |  | 0.8 | mL | 0.8 | mL | [6 empty] | 1.3333 | mL/cm^2 |  |  |  |  | 6.5
Oie 2011 Disinfection methods for spores of Bacillus atrophaeus, B. anthracis, Clostridium tetani, C. botulinum and C. difficile |  | Gauze Wipe | CFU | 100000 |  |  | 6 | cm^2 | 0.0006 | m^2 |  |  |  | 0.1 | wt% |  |  | 2 | 22 |  | 50 | Cement | time until neutralization | 20 |  |  | 6.301 | LSurv |  |  |  |  | 6.5 |  |  | 0.8 | mL | 0.8 | mL | [6 empty] | 1.3333 | mL/cm^2 |  |  |  |  | 6.5
Oie 2011 Disinfection methods for spores of Bacillus atrophaeus, B. anthracis, Clostridium tetani, C. botulinum and C. difficile |  | Gauze Wipe | CFU | 100000 |  |  | 6 | cm^2 | 0.0006 | m^2 |  |  |  | 0.1 | wt% |  |  | 2 | 22 |  | 50 | Cement | time until neutralization | 30 |  |  | 6.2788 | LSurv |  |  |  |  | 6.5 |  |  | 0.8 | mL | 0.8 | mL | [6 empty] | 1.3333 | mL/cm^2 |  |  |  |  | 6.5
Oie 2011 Disinfection methods for spores of Bacillus atrophaeus, B. anthracis, Clostridium tetani, C. botulinum and C. difficile |  | Gauze Wipe | CFU | 100000 |  |  | 6 | cm^2 | 0.0006 | m^2 |  |  |  | 0.1 | wt% |  |  | 2 | 22 |  | 50 | Cement | time until neutralization | 60 |  |  | 6.2041 | LSurv |  |  |  |  | 6.5 |  |  | 0.8 | mL | 0.8 | mL | [6 empty] | 1.3333 | mL/cm^2 |  |  |  |  | 6.5
Oie 2011 Disinfection methods for spores of Bacillus atrophaeus, B. anthracis, Clostridium tetani, C. botulinum and C. difficile |  | Gauze Wipe | CFU | 100000 |  |  | 6 | cm^2 | 0.0006 | m^2 |  |  |  | 0.5 | wt% |  |  | 2 | 22 |  | 50 | Cement | time until neutralization | 0 |  |  | 6.2304 | LSurv |  |  |  |  | 6.2 |  |  | 0.8 | mL | 0.8 | mL | [6 empty] | 1.3333 | mL/cm^2 |  |  |  |  | 6.2
Oie 2011 Disinfection methods for spores of Bacillus atrophaeus, B. anthracis, Clostridium tetani, C. botulinum and C. difficile |  | Gauze Wipe | CFU | 100000 |  |  | 6 | cm^2 | 0.0006 | m^2 |  |  |  | 0.5 | wt% |  |  | 2 | 22 |  | 50 | Cement | time until neutralization | 10 |  |  | 6 | LSurv |  |  |  |  | 6.2 |  |  | 0.8 | mL | 0.8 | mL | [6 empty] | 1.3333 | mL/cm^2 |  |  |  |  | 6.2
Oie 2011 Disinfection methods for spores of Bacillus atrophaeus, B. anthracis, Clostridium tetani, C. botulinum and C. difficile |  | Gauze Wipe | CFU | 100000 |  |  | 6 | cm^2 | 0.0006 | m^2 |  |  |  | 0.5 | wt% |  |  | 2 | 22 |  | 50 | Cement | time until neutralization | 20 |  |  | 4.6021 | LSurv |  |  |  |  | 6.2 |  |  | 0.8 | mL | 0.8 | mL | [6 empty] | 1.3333 | mL/cm^2 |  |  |  |  | 6.2
Oie 2011 Disinfection methods for spores of Bacillus atrophaeus, B. anthracis, Clostridium tetani, C. botulinum and C. difficile |  | Gauze Wipe | CFU | 1000000 |  |  | 6 | cm^2 | 0.0006 | m^2 |  |  |  | 0.5 | wt% |  |  | 2 | 22 |  | 50 | Cement | time until neutralization | 30 |  |  | 6.1461 | LSurv |  |  |  |  | 6.2 |  |  | 0.8 | mL | 0.8 | mL | [6 empty] | 1.3333 | mL/cm^2 |  |  |  |  | 6.2
Oie 2011 Disinfection methods for spores of Bacillus atrophaeus, B. anthracis, Clostridium tetani, C. botulinum and C. difficile |  | Gauze Wipe | CFU | 1000000 |  |  | 6 | cm^2 | 0.0006 | m^2 |  |  |  | 0.5 | wt% |  |  | 2 | 22 |  | 50 | Cement | time until neutralization | 60 |  |  | 6.0414 | LSurv |  |  |  |  | 6.2 |  |  | 0.8 | mL | 0.8 | mL | [6 empty] | 1.3333 | mL/cm^2 |  |  |  |  | 6.2
Oie 2011 Disinfection methods for spores of Bacillus atrophaeus, B. anthracis, Clostridium tetani, C. botulinum and C. difficile |  | Gauze Wipe | CFU | 1000000 |  |  | 6 | cm^2 | 0.0006 | m^2 |  |  |  | 0.5 | wt% |  |  | 2 | 22 |  | 50 | Cement | time until neutralization | 0 |  |  | 7.1139 | LSurv |  |  |  |  | 7.1 |  |  | 0.8 | mL | 0.8 | mL | [6 empty] | 1.3333 | mL/cm^2 |  |  |  |  | 7.1
Oie 2011 Disinfection methods for spores of Bacillus atrophaeus, B. anthracis, Clostridium tetani, C. botulinum and C. difficile |  | Gauze Wipe | CFU | 1000000 |  |  | 6 | cm^2 | 0.0006 | m^2 |  |  |  | 0.5 | wt% |  |  | 2 | 22 |  | 50 | Cement | time until neutralization | 10 |  |  | 6.3802 | LSurv |  |  |  |  | 7.1 |  |  | 0.8 | mL | 0.8 | mL | [6 empty] | 1.3333 | mL/cm^2 |  |  |  |  | 7.1
Oie 2011 Disinfection methods for spores of Bacillus atrophaeus, B. anthracis, Clostridium tetani, C. botulinum and C. difficile |  | Gauze Wipe | CFU | 1000000 |  |  | 6 | cm^2 | 0.0006 | m^2 |  |  |  | 0.5 | wt% |  |  | 2 | 22 |  | 50 | Cement | time until neutralization | 20 |  |  | 6.0414 | LSurv |  |  |  |  | 7.1 |  |  | 0.8 | mL | 0.8 | mL | [6 empty] | 1.3333 | mL/cm^2 |  |  |  |  | 7.1
Oie 2011 Disinfection methods for spores of Bacillus atrophaeus, B. anthracis, Clostridium tetani, C. botulinum and C. difficile |  | Gauze Wipe | CFU | 1000000 |  |  | 6 | cm^2 | 0.0006 | m^2 |  |  |  | 0.5 | wt% |  |  | 2 | 22 |  | 50 | Cement | time until neutralization | 30 |  |  | 6.9445 | LSurv |  |  |  |  | 7.1 |  |  | 0.8 | mL | 0.8 | mL | [6 empty] | 1.3333 | mL/cm^2 |  |  |  |  | 7.1
Oie 2011 Disinfection methods for spores of Bacillus atrophaeus, B. anthracis, Clostridium tetani, C. botulinum and C. difficile |  | Gauze Wipe | CFU | 1000000 |  |  | 6 | cm^2 | 0.0006 | m^2 |  |  |  | 0.5 | wt% |  |  | 2 | 22 |  | 50 | Cement | time until neutralization | 60 |  |  | 6.5798 | LSurv |  |  |  |  | 7.1 |  |  | 0.8 | mL | 0.8 | mL | [6 empty] | 1.3333 | mL/cm^2 |  |  |  |  | 7.1
Oie 2011 Disinfection methods for spores of Bacillus atrophaeus, B. anthracis, Clostridium tetani, C. botulinum and C. difficile |  | Gauze Wipe | CFU | 1000000 |  |  | 6 | cm^2 | 0.0006 | m^2 |  |  |  | 0.1 | wt% |  |  | 2 | 22 |  | 50 | Plywood | time until neutralization | 0 |  |  | 6.1761 | LSurv |  |  |  |  | 6.2 |  |  | 0.8 | mL | 0.8 | mL | [5 empty] | bare wood | 1.3333 | mL/cm^2 |  |  |  |  | 6.2
Oie 2011 Disinfection methods for spores of Bacillus atrophaeus, B. anthracis, Clostridium tetani, C. botulinum and C. difficile |  | Gauze Wipe | CFU | 1000000 |  |  | 6 | cm^2 | 0.0006 | m^2 |  |  |  | 0.1 | wt% |  |  | 2 | 22 |  | 50 | Plywood | time until neutralization | 10 |  |  | 6.5315 | LSurv |  |  |  |  | 6.2 |  |  | 0.8 | mL | 0.8 | mL | [5 empty] | bare wood | 1.3333 | mL/cm^2 |  |  |  |  | 6.2
Oie 2011 Disinfection methods for spores of Bacillus atrophaeus, B. anthracis, Clostridium tetani, C. botulinum and C. difficile |  | Gauze Wipe | CFU | 1000000 |  |  | 6 | cm^2 | 0.0006 | m^2 |  |  |  | 0.1 | wt% |  |  | 2 | 22 |  | 50 | Plywood | time until neutralization | 20 |  |  | 6.3424 | LSurv |  |  |  |  | 6.2 |  |  | 0.8 | mL | 0.8 | mL | [5 empty] | bare wood | 1.3333 | mL/cm^2 |  |  |  |  | 6.2
Oie 2011 Disinfection methods for spores of Bacillus atrophaeus, B. anthracis, Clostridium tetani, C. botulinum and C. difficile |  | Gauze Wipe | CFU | 1000000 |  |  | 6 | cm^2 | 0.0006 | m^2 |  |  |  | 0.1 | wt% |  |  | 2 | 22 |  | 50 | Plywood | time until neutralization | 30 |  |  | 6.3222 | LSurv |  |  |  |  | 6.2 |  |  | 0.8 | mL | 0.8 | mL | [5 empty] | bare wood | 1.3333 | mL/cm^2 |  |  |  |  | 6.2
Oie 2011 Disinfection methods for spores of Bacillus atrophaeus, B. anthracis, Clostridium tetani, C. botulinum and C. difficile |  | Gauze Wipe | CFU | 1000000 |  |  | 6 | cm^2 | 0.0006 | m^2 |  |  |  | 0.1 | wt% |  |  | 2 | 22 |  | 50 | Plywood | time until neutralization | 60 |  |  | 6.0414 | LSurv |  |  |  |  | 6.2 |  |  | 0.8 | mL | 0.8 | mL | [5 empty] | bare wood | 1.3333 | mL/cm^2 |  |  |  |  | 6.2
Oie 2011 Disinfection methods for spores of Bacillus atrophaeus, B. anthracis, Clostridium tetani, C. botulinum and C. difficile |  | Gauze Wipe | CFU | 1000000 |  |  | 6 | cm^2 | 0.0006 | m^2 |  |  |  | 0.1 | wt% |  |  | 2 | 22 |  | 50 | Plywood | time until neutralization | 0 |  |  | 6.3424 | LSurv |  |  |  |  | 6.3 |  |  | 0.8 | mL | 0.8 | mL | [5 empty] | bare wood | 1.3333 | mL/cm^2 |  |  |  |  | 6.3
Oie 2011 Disinfection methods for spores of Bacillus atrophaeus, B. anthracis, Clostridium tetani, C. botulinum and C. difficile |  | Gauze Wipe | CFU | 1000000 |  |  | 6 | cm^2 | 0.0006 | m^2 |  |  |  | 0.1 | wt% |  |  | 2 | 22 |  | 50 | Plywood | time until neutralization | 10 |  |  | 6.2041 | LSurv |  |  |  |  | 6.3 |  |  | 0.8 | mL | 0.8 | mL | [5 empty] | bare wood | 1.3333 | mL/cm^2 |  |  |  |  | 6.3
Oie 2011 Disinfection methods for spores of Bacillus atrophaeus, B. anthracis, Clostridium tetani, C. botulinum and C. difficile |  | Gauze Wipe | CFU | 1000000 |  |  | 6 | cm^2 | 0.0006 | m^2 |  |  |  | 0.1 | wt% |  |  | 2 | 22 |  | 50 | Plywood | time until neutralization | 20 |  |  | 6.1761 | LSurv |  |  |  |  | 6.3 |  |  | 0.8 | mL | 0.8 | mL | [5 empty] | bare wood | 1.3333 | mL/cm^2 |  |  |  |  | 6.3
Oie 2011 Disinfection methods for spores of Bacillus atrophaeus, B. anthracis, Clostridium tetani, C. botulinum and C. difficile |  | Gauze Wipe | CFU | 1000000 |  |  | 6 | cm^2 | 0.0006 | m^2 |  |  |  | 0.1 | wt% |  |  | 2 | 22 |  | 50 | Plywood | time until neutralization | 30 |  |  | 6.1761 | LSurv |  |  |  |  | 6.3 |  |  | 0.8 | mL | 0.8 | mL | [5 empty] | bare wood | 1.3333 | mL/cm^2 |  |  |  |  | 6.3
Oie 2011 Disinfection methods for spores of Bacillus atrophaeus, B. anthracis, Clostridium tetani, C. botulinum and C. difficile |  | Gauze Wipe | CFU | 100000000 |  |  | 6 | cm^2 | 0.0006 | m^2 |  |  |  | 0.1 | wt% |  |  | 2 | 22 |  | 50 | Plywood | time until neutralization | 60 |  |  | 5.8129 | LSurv |  |  |  |  | 6.3 |  |  | 0.8 | mL | 0.8 | mL | [5 empty] | bare wood | 1.3333 | mL/cm^2 |  |  |  |  | 6.3
Oie 2011 Disinfection methods for spores of Bacillus atrophaeus, B. anthracis, Clostridium tetani, C. botulinum and C. difficile |  | Gauze Wipe | CFU | 100000000 |  |  | 6 | cm^2 | 0.0006 | m^2 |  |  |  | 0.5 | wt% |  |  | 2 | 22 |  | 50 | Plywood | time until neutralization | 0 |  |  | 6.2304 | LSurv |  |  |  |  | 6.2 |  |  | 0.8 | mL | 0.8 | mL | [5 empty] | bare wood | 1.3333 | mL/cm^2 |  |  |  |  | 6.2
Oie 2011 Disinfection methods for spores of Bacillus atrophaeus, B. anthracis, Clostridium tetani, C. botulinum and C. difficile |  | Gauze Wipe | CFU | 100000000 |  |  | 6 | cm^2 | 0.0006 | m^2 |  |  |  | 0.5 | wt% |  |  | 2 | 22 |  | 50 | Plywood | time until neutralization | 10 |  |  | 6.1461 | LSurv |  |  |  |  | 6.2 |  |  | 0.8 | mL | 0.8 | mL | [5 empty] | bare wood | 1.3333 | mL/cm^2 |  |  |  |  | 6.2
Oie 2011 Disinfection methods for spores of Bacillus atrophaeus, B. anthracis, Clostridium tetani, C. botulinum and C. difficile |  | Gauze Wipe | CFU | 100000000 |  |  | 6 | cm^2 | 0.0006 | m^2 |  |  |  | 0.5 | wt% |  |  | 2 | 22 |  | 50 | Plywood | time until neutralization | 20 |  |  | 6.0792 | LSurv |  |  |  |  | 6.2 |  |  | 0.8 | mL | 0.8 | mL | [5 empty] | bare wood | 1.3333 | mL/cm^2 |  |  |  |  | 6.2
Oie 2011 Disinfection methods for spores of Bacillus atrophaeus, B. anthracis, Clostridium tetani, C. botulinum and C. difficile |  | Gauze Wipe | CFU | 100000000 |  |  | 6 | cm^2 | 0.0006 | m^2 |  |  |  | 0.5 | wt% |  |  | 2 | 22 |  | 50 | Plywood | time until neutralization | 30 |  |  | 5.9243 | LSurv |  |  |  |  | 6.2 |  |  | 0.8 | mL | 0.8 | mL | [5 empty] | bare wood | 1.3333 | mL/cm^2 |  |  |  |  | 6.2
Oie 2011 Disinfection methods for spores of Bacillus atrophaeus, B. anthracis, Clostridium tetani, C. botulinum and C. difficile |  | Gauze Wipe | CFU | 100000000 |  |  | 6 | cm^2 | 0.0006 | m^2 |  |  |  | 0.5 | wt% |  |  | 2 | 22 |  | 50 | Plywood | time until neutralization | 60 |  |  | 6.1461 | LSurv |  |  |  |  | 6.2 |  |  | 0.8 | mL | 0.8 | mL | [5 empty] | bare wood | 1.3333 | mL/cm^2 |  |  |  |  | 6.2
Oie 2011 Disinfection methods for spores of Bacillus atrophaeus, B. anthracis, Clostridium tetani, C. botulinum and C. difficile |  | Gauze Wipe | CFU | 100000000 |  |  | 6 | cm^2 | 0.0006 | m^2 |  |  |  | 0.5 | wt% |  |  | 2 | 22 |  | 50 | Plywood | time until neutralization | 0 |  |  | 6.3979 | LSurv |  |  |  |  | 6.4 |  |  | 0.8 | mL | 0.8 | mL | [5 empty] | bare wood | 1.3333 | mL/cm^2 |  |  |  |  | 6.4
Oie 2011 Disinfection methods for spores of Bacillus atrophaeus, B. anthracis, Clostridium tetani, C. botulinum and C. difficile |  | Gauze Wipe | CFU | 100000000 |  |  | 6 | cm^2 | 0.0006 | m^2 |  |  |  | 0.5 | wt% |  |  | 2 | 22 |  | 50 | Plywood | time until neutralization | 10 |  |  | 5.4771 | LSurv |  |  |  |  | 6.4 |  |  | 0.8 | mL | 0.8 | mL | [5 empty] | bare wood | 1.3333 | mL/cm^2 |  |  |  |  | 6.4
Oie 2011 Disinfection methods for spores of Bacillus atrophaeus, B. anthracis, Clostridium tetani, C. botulinum and C. difficile |  | Gauze Wipe | CFU | 100000000 |  |  | 6 | cm^2 | 0.0006 | m^2 |  |  |  | 0.5 | wt% |  |  | 2 | 22 |  | 50 | Plywood | time until neutralization | 20 |  |  | 5.301 | LSurv |  |  |  |  | 6.4 |  |  | 0.8 | mL | 0.8 | mL | [5 empty] | bare wood | 1.3333 | mL/cm^2 |  |  |  |  | 6.4
Oie 2011 Disinfection methods for spores of Bacillus atrophaeus, B. anthracis, Clostridium tetani, C. botulinum and C. difficile |  | Gauze Wipe | CFU | 100000000 |  |  | 6 | cm^2 | 0.0006 | m^2 |  |  |  | 0.5 | wt% |  |  | 2 | 22 |  | 50 | Plywood | time until neutralization | 30 |  |  | 5.4771 | LSurv |  |  |  |  | 6.4 |  |  | 0.8 | mL | 0.8 | mL | [5 empty] | bare wood | 1.3333 | mL/cm^2 |  |  |  |  | 6.4
Oie 2011 Disinfection methods for spores of Bacillus atrophaeus, B. anthracis, Clostridium tetani, C. botulinum and C. difficile |  | Gauze Wipe | CFU | 1000000 |  |  | 6 | cm^2 | 0.0006 | m^2 |  |  |  | 0.5 | wt% |  |  | 2 | 22 |  | 50 | Plywood | time until neutralization | 60 |  |  | 5.3802 | LSurv |  |  |  |  | 6.4 |  |  | 0.8 | mL | 0.8 | mL | [5 empty] | bare wood | 1.3333 | mL/cm^2 |  |  |  |  | 6.4
Oie 2011 Disinfection methods for spores of Bacillus atrophaeus, B. anthracis, Clostridium tetani, C. botulinum and C. difficile |  | Gauze Wipe | CFU | 1000000 |  |  | 6 | cm^2 | 0.0006 | m^2 |  |  |  | 0.5 | wt% |  |  | 2 | 10 |  | 50 | vinyl chloride plate | time until neutralization | 0 |  |  | 6.7853 | LSurv |  |  |  |  | 6.8 |  |  | 0.8 | mL | 0.8 | mL | [6 empty] | 1.3333 | mL/cm^2 |  |  |  |  | 6.8
Oie 2011 Disinfection methods for spores of Bacillus atrophaeus, B. anthracis, Clostridium tetani, C. botulinum and C. difficile |  | Gauze Wipe | CFU | 1000000 |  |  | 6 | cm^2 | 0.0006 | m^2 |  |  |  | 0.5 | wt% |  |  | 2 | 10 |  | 50 | vinyl chloride plate | time until neutralization | 5 |  |  | 5.301 | LSurv |  |  |  |  | 6.8 |  |  | 0.8 | mL | 0.8 | mL | [6 empty] | 1.3333 | mL/cm^2 |  |  |  |  | 6.8
Oie 2011 Disinfection methods for spores of Bacillus atrophaeus, B. anthracis, Clostridium tetani, C. botulinum and C. difficile |  | Gauze Wipe | CFU | 1000000 |  |  | 6 | cm^2 | 0.0006 | m^2 |  |  |  | 0.5 | wt% |  |  | 2 | 10 |  | 50 | vinyl chloride plate | time until neutralization | 10 |  |  | 4.9294 | LSurv |  |  |  |  | 6.8 |  |  | 0.8 | mL | 0.8 | mL | [6 empty] | 1.3333 | mL/cm^2 |  |  |  |  | 6.8
Oie 2011 Disinfection methods for spores of Bacillus atrophaeus, B. anthracis, Clostridium tetani, C. botulinum and C. difficile |  | Gauze Wipe | CFU | 1000000 |  |  | 6 | cm^2 | 0.0006 | m^2 |  |  |  | 0.5 | wt% |  |  | 2 | 10 |  | 50 | vinyl chloride plate | time until neutralization | 20 |  |  | 4.3979 | LSurv |  |  |  |  | 6.8 |  |  | 0.8 | mL | 0.8 | mL | [6 empty] | 1.3333 | mL/cm^2 |  |  |  |  | 6.8
Oie 2011 Disinfection methods for spores of Bacillus atrophaeus, B. anthracis, Clostridium tetani, C. botulinum and C. difficile |  | Gauze Wipe | CFU | 1000000 |  |  | 6 | cm^2 | 0.0006 | m^2 |  |  |  | 0.5 | wt% |  |  | 2 | 10 |  | 50 | vinyl chloride plate | time until neutralization | 30 |  |  | 3.699 | LSurv |  |  |  |  | 6.8 |  |  | 0.8 | mL | 0.8 | mL | [6 empty] | 1.3333 | mL/cm^2 |  |  |  |  | 6.8
Oie 2011 Disinfection methods for spores of Bacillus atrophaeus, B. anthracis, Clostridium tetani, C. botulinum and C. difficile |  | Gauze Wipe | CFU | 1000000 |  |  | 6 | cm^2 | 0.0006 | m^2 |  |  |  | 0.5 | wt% |  |  | 2 | 10 |  | 50 | vinyl chloride plate | time until neutralization | 60 |  | < | 2 | LSurv |  |  |  |  | 6.8 |  |  | 0.8 | mL | 0.8 | mL | [6 empty] | 1.3333 | mL/cm^2 |  |  |  | 0 | 6.8
Oie 2011 Disinfection methods for spores of Bacillus atrophaeus, B. anthracis, Clostridium tetani, C. botulinum and C. difficile |  | Gauze Wipe | CFU | 1000000 |  |  | 6 | cm^2 | 0.0006 | m^2 |  |  |  | 10 | wt% |  |  | 2 | 10 |  | 50 | vinyl chloride plate | time until neutralization | 0 |  |  | 6.7853 | LSurv |  |  |  |  | 6.8 |  |  | 0.8 | mL | 0.8 | mL | [6 empty] | 1.3333 | mL/cm^2 |  |  |  |  | 6.8
Oie 2011 Disinfection methods for spores of Bacillus atrophaeus, B. anthracis, Clostridium tetani, C. botulinum and C. difficile |  | Gauze Wipe | CFU | 100000 |  |  | 6 | cm^2 | 0.0006 | m^2 |  |  |  | 10 | wt% |  |  | 2 | 10 |  | 50 | vinyl chloride plate | time until neutralization | 30 |  |  | 6.716 | LSurv |  |  |  |  | 6.8 |  |  | 0.8 | mL | 0.8 | mL | [6 empty] | 1.3333 | mL/cm^2 |  |  |  |  | 6.8
Oie 2011 Disinfection methods for spores of Bacillus atrophaeus, B. anthracis, Clostridium tetani, C. botulinum and C. difficile |  | Gauze Wipe | CFU | 100000 |  |  | 6 | cm^2 | 0.0006 | m^2 |  |  |  | 10 | wt% |  |  | 2 | 10 |  | 50 | vinyl chloride plate | time until neutralization | 60 |  |  | 6.716 | LSurv |  |  |  |  | 6.8 |  |  | 0.8 | mL | 0.8 | mL | [6 empty] | 1.3333 | mL/cm^2 |  |  |  |  | 6.8
Oie 2011 Disinfection methods for spores of Bacillus atrophaeus, B. anthracis, Clostridium tetani, C. botulinum and C. difficile |  | Gauze Wipe | CFU | 100000 |  |  | 6 | cm^2 | 0.0006 | m^2 |  |  |  | 0.5 | wt% |  |  | 2 | 10 |  | 50 | vinyl chloride plate | time until neutralization | 0 |  |  | 6.7853 | LSurv |  |  |  |  | 6.8 |  |  | 0.8 | mL | 0.8 | mL | [6 empty] | 1.3333 | mL/cm^2 |  |  |  |  | 6.8
Oie 2011 Disinfection methods for spores of Bacillus atrophaeus, B. anthracis, Clostridium tetani, C. botulinum and C. difficile |  | Gauze Wipe | CFU | 100000 |  |  | 6 | cm^2 | 0.0006 | m^2 |  |  |  | 0.5 | wt% |  |  | 2 | 10 |  | 50 | vinyl chloride plate | time until neutralization | 0.25 |  |  | 2.9294 | LSurv |  |  |  |  | 6.8 |  |  | 0.8 | mL | 0.8 | mL | [6 empty] | 1.3333 | mL/cm^2 |  |  |  |  | 6.8
Oie 2011 Disinfection methods for spores of Bacillus atrophaeus, B. anthracis, Clostridium tetani, C. botulinum and C. difficile |  | Gauze Wipe | CFU | 100000 |  |  | 6 | cm^2 | 0.0006 | m^2 |  |  |  | 0.5 | wt% |  |  | 2 | 10 |  | 50 | vinyl chloride plate | time until neutralization | 0.5 |  |  | 2.7782 | LSurv |  |  |  |  | 6.8 |  |  | 0.8 | mL | 0.8 | mL | [6 empty] | 1.3333 | mL/cm^2 |  |  |  |  | 6.8
Oie 2011 Disinfection methods for spores of Bacillus atrophaeus, B. anthracis, Clostridium tetani, C. botulinum and C. difficile |  | Gauze Wipe | CFU | 100000 |  |  | 6 | cm^2 | 0.0006 | m^2 |  |  |  | 0.5 | wt% |  |  | 2 | 10 |  | 50 | vinyl chloride plate | time until neutralization | 1 |  | < | 2 | LSurv |  |  |  |  | 6.8 |  |  | 0.8 | mL | 0.8 | mL | [6 empty] | 1.3333 | mL/cm^2 |  |  |  | 0 | 6.8
Oie 2011 Disinfection methods for spores of Bacillus atrophaeus, B. anthracis, Clostridium tetani, C. botulinum and C. difficile |  | Gauze Wipe | CFU | 310000 |  |  | 6 | cm^2 | 0.0006 | m^2 |  |  |  | 0.5 | wt% |  |  | 2 | 10 |  | 50 | vinyl chloride plate | time until neutralization | 5 |  | < | 2 | LSurv |  |  |  |  | 6.8 |  |  | 0.8 | mL | 0.8 | mL | [6 empty] | 1.3333 | mL/cm^2 |  |  |  | 0 | 6.8
Oie 2011 Disinfection methods for spores of Bacillus atrophaeus, B. anthracis, Clostridium tetani, C. botulinum and C. difficile |  | Gauze Wipe | CFU | 310000 |  |  | 6 | cm^2 | 0.0006 | m^2 |  |  |  | 0.5 | wt% |  |  | 2 | 10 |  | 50 | vinyl chloride plate | time until neutralization | 10 |  | < | 2 | LSurv |  |  |  |  | 6.8 |  |  | 0.8 | mL | 0.8 | mL | [6 empty] | 1.3333 | mL/cm^2 |  |  |  | 0 | 6.8
Oie 2011 Disinfection methods for spores of Bacillus atrophaeus, B. anthracis, Clostridium tetani, C. botulinum and C. difficile |  | Gauze Wipe | CFU | 310000 |  |  | 6 | cm^2 | 0.0006 | m^2 |  |  |  | 0.5 | wt% |  |  | 2 | 10 |  | 50 | vinyl chloride plate | time until neutralization | 20 |  | < | 2 | LSurv |  |  |  |  | 6.8 |  |  | 0.8 | mL | 0.8 | mL | [6 empty] | 1.3333 | mL/cm^2 |  |  |  | 0 | 6.8
Oie 2011 Disinfection methods for spores of Bacillus atrophaeus, B. anthracis, Clostridium tetani, C. botulinum and C. difficile |  | Gauze Wipe | CFU | 310000 |  |  | 6 | cm^2 | 0.0006 | m^2 |  |  |  | 0.5 | wt% |  |  | 2 | 10 |  | 50 | vinyl chloride plate | time until neutralization | 30 |  | < | 2 | LSurv |  |  |  |  | 6.8 |  |  | 0.8 | mL | 0.8 | mL | [6 empty] | 1.3333 | mL/cm^2 |  |  |  | 0 | 6.8
Oie 2011 Disinfection methods for spores of Bacillus atrophaeus, B. anthracis, Clostridium tetani, C. botulinum and C. difficile |  | Gauze Wipe | CFU | 310000 |  |  | 6 | cm^2 | 0.0006 | m^2 |  |  |  | 0.5 | wt% |  |  | 2 | 10 |  | 50 | vinyl chloride plate | time until neutralization | 60 |  | < | 2 | LSurv |  |  |  |  | 6.8 |  |  | 0.8 | mL | 0.8 | mL | [6 empty] | 1.3333 | mL/cm^2 |  |  |  | 0 | 6.8

## Gauze Wipe Data
Value
Number of Records | 116
Records Including Grime Dirt | 0
Records Including Rinsate | 0
| Units | Minimum | Maximum | Mean/Mode | Standard Deviation
Coupon Area | m^2 | 0.0006 | 0.0006 | 0.0006 | 1.7422e-18
Loading | CFU | 300 | 100000000 | 12458275 | 32576003.5783
Number of Applications | # | 1 | 8 | 3.6 | 2.2834
Temperature | Celsius | 10 | 22 | 20.1379 | 4.3637
Relative Humidity | % | 50 | 50 | 50 | 0
Contact Time | Minutes | 0 | 60 | 18.8966 | 20.5022
Concentration of Active Decon Agent | wt% | 0.1 | 10 | 0.57328 | 1.5552
Efficacy | LSurv | 2 | 7.3222 | 4.4637 | 1.8995
Volume Applied | mL | 0.8 | 0.8 | 0.8 | 1.7841e-15

## Gel Master
Ref | GrimeDirt | AppMeth | LoadingUn | LoadingNum | ConvertedLoading | ConvertedLoadingUn | CoupArea | CoupAreaUn | ConvertedCoupArea | ConvertedCoupAreaUn | Rinsate | RinsateUn | ConcDoseCtrl | ConcDoseNum | ConcDoseUn | ConvertedConcDose | ConvertedConcDoseUn | TempCtrl | TempNum | RHCtrl | RHNum | SurfMed | ContTimeDesc | ContTimeNumMin | TotalApp | EffGreater | Eff | EffMeas | EffVar | EffVarStat | ConvertedEff | ConvertedEffMeas | LPosRec | N | MatComp | VolApp | VolAppUn | ConvertedVolApp | ConvertedVolAppUn | CT | CTUn | RinsateLess | Positives | WaterRinse | Surface | VolAppDen(L/m^2) | VolAppDenUn | ClO2(ppm) | MB(mg/L) | H2O2(ppm) | PosCalc | LPosRecCalc
Omidbakhsh 2010 Evaluation of sporicidal activities of selected environmental surface disinfectants: carrier tests with the spores of Clostridium difficile and its surrogates | soil load (unspecified) | Gel | CFU | 10000000 |  |  | 0.785 | cm^2 | 7.85e-05 | m^2 | combined |  |  | 4.5 | % ambiguous |  |  | 2 | 20 |  | 50 | stainless steel | time till neutralizating | 1 |  |  | 0.29876 | LR | [5 empty] | 5 |  | 50 | uL | 0.05 | mL | [5 empty] | steel | 0.63694 | uL/cm^2
Omidbakhsh 2010 Evaluation of sporicidal activities of selected environmental surface disinfectants: carrier tests with the spores of Clostridium difficile and its surrogates | soil load (unspecified) | Gel | CFU | 10000000 |  |  | 0.785 | cm^2 | 7.85e-05 | m^2 | combined |  |  | 4.5 | % ambiguous |  |  | 2 | 20 |  | 50 | stainless steel | time till neutralizating | 5 |  |  | 0.49793 | LR | [5 empty] | 5 |  | 50 | uL | 0.05 | mL | [5 empty] | steel | 0.63694 | uL/cm^2
Omidbakhsh 2010 Evaluation of sporicidal activities of selected environmental surface disinfectants: carrier tests with the spores of Clostridium difficile and its surrogates | soil load (unspecified) | Gel | CFU | 10000000 |  |  | 0.785 | cm^2 | 7.85e-05 | m^2 | combined |  |  | 4.5 | % ambiguous |  |  | 2 | 20 |  | 50 | stainless steel | time till neutralizating | 10 |  |  | 5.9419 | LR | [5 empty] | 5 |  | 50 | uL | 0.05 | mL | [5 empty] | steel | 0.63694 | uL/cm^2
Rogers 2009 Use of superabsorbent polymer gels for surface decontamition of Bacillus anthracis spores |  | Gel | CFU | 10000000 |  |  | 14.25 | cm^2 | 0.001425 | m^2 |  |  |  | 0 |  |  |  |  | 21 |  | 45 | steel (chemical resistant coating) | continuously wetted | 5 |  |  | 4.3 | LR | .82 | SD |  |  |  | 3 | No damage | 2 | mL | 2 | mL | [6 empty] | 1.4035 | mL/cm^2
Rogers 2009 Use of superabsorbent polymer gels for surface decontamition of Bacillus anthracis spores |  | Gel | CFU | 10000000 |  |  | 14.25 | cm^2 | 0.001425 | m^2 |  |  |  | 0 |  |  |  |  | 21 |  | 45 | steel (chemical resistant coating) | continuously wetted | 30 |  | ≥ | 7.6 | LR | [5 empty] | 3 | No damage | 2 | mL | 2 | mL | [6 empty] | 1.4035 | mL/cm^2 |  |  |  | 0 | 7.6
Rogers 2009 Use of superabsorbent polymer gels for surface decontamition of Bacillus anthracis spores |  | Gel | CFU | 10000000 |  |  | 14.25 | cm^2 | 0.001425 | m^2 |  |  |  | 0 |  |  |  |  | 21 |  | 45 | steel (chemical resistant coating) | continuously wetted | 5 |  |  | 2.2 | LR | .41 | SD |  |  |  | 3 | No damage | 2 | mL | 2 | mL | [6 empty] | 1.4035 | mL/cm^2
Rogers 2009 Use of superabsorbent polymer gels for surface decontamition of Bacillus anthracis spores |  | Gel | CFU | 10000000 |  |  | 14.25 | cm^2 | 0.001425 | m^2 |  |  |  | 0 |  |  |  |  | 21 |  | 45 | steel (chemical resistant coating) | continuously wetted | 30 |  |  | 4.6 | LR | .17 | SD |  |  |  | 3 | No damage | 2 | mL | 2 | mL | [6 empty] | 1.4035 | mL/cm^2
Rogers 2009 Use of superabsorbent polymer gels for surface decontamition of Bacillus anthracis spores |  | Gel | CFU | 10000000 |  |  | 14.25 | cm^2 | 0.001425 | m^2 |  |  |  | 0 |  |  |  |  | 21 |  | 45 | steel (chemical resistant coating) | continuously wetted | 5 |  |  | 4.5 | LR | .44 | SD |  |  |  | 3 | No damage | 2 | mL | 2 | mL | [6 empty] | 1.4035 | mL/cm^2
Rogers 2009 Use of superabsorbent polymer gels for surface decontamition of Bacillus anthracis spores |  | Gel | CFU | 10000000 |  |  | 14.25 | cm^2 | 0.001425 | m^2 |  |  |  | 0 |  |  |  |  | 21 |  | 45 | steel (chemical resistant coating) | continuously wetted | 30 |  |  | 4.9 | LR | .31 | SD |  |  |  | 3 | No damage | 2 | mL | 2 | mL | [6 empty] | 1.4035 | mL/cm^2

## Gel Data
Value
Number of Records | 9
Records Including Grime Dirt | 3
Records Including Rinsate | 3
| Units | Minimum | Maximum | Mean/Mode | Standard Deviation
Coupon Area | m^2 | 7.85e-05 | 0.001425 | 0.00097617 | 0.00067325
Loading | CFU | 10000000 | 10000000 | 10000000 | 0
Number of Applications | NA | NA | NA | NA | NA
Temperature | Celsius | 20 | 21 | 20.6667 | 0.5
Relative Humidity | % | 45 | 50 | 46.6667 | 2.5
Contact Time | Minutes | 1 | 30 | 13.4444 | 12.6205
Concentration of Active Decon Agent | % ambiguous | 0 | 4.5 | 1.5 | 2.25
Efficacy | LR | 0.29876 | 7.6 | 3.871 | 2.4314
Volume Applied | mL | 0.05 | 2 | 1.35 | 0.975

## Immersion Master
Ref | GrimeDirt | AppMeth | LoadingUn | LoadingNum | ConvertedLoading | ConvertedLoadingUn | CoupArea | CoupAreaUn | ConvertedCoupArea | ConvertedCoupAreaUn | Rinsate | RinsateUn | ConcDoseCtrl | ConcDoseNum | ConcDoseUn | ConvertedConcDose | ConvertedConcDoseUn | TempCtrl | TempNum | RHCtrl | RHNum | SurfMed | ContTimeDesc | ContTimeNumMin | TotalApp | EffGreater | Eff | EffMeas | EffVar | EffVarStat | ConvertedEff | ConvertedEffMeas | LPosRec | N | MatComp | VolApp | VolAppUn | ConvertedVolApp | ConvertedVolAppUn | CT | CTUn | RinsateLess | Positives | WaterRinse | Surface | VolAppDen(L/m^2) | VolAppDenUn | ClO2(ppm) | MB(mg/L) | H2O2(ppm) | PosCalc | LPosRecCalc
Ceccanti 2011 Carrier tests to assess the effective sporicidal concentration of a liquid chemical disinfectant for a sanitization program | 0.06% albumin from bovine serum | Immersion | CFU | 10000000 |  |  | 0.785 | cm^2 | 7.85e-05 | m^2 |  |  |  | 0.056 | wt% |  |  |  | 20 |  | 50 | Teflon | time immersed | 10 |  |  | 3.3 | LR | 12.14 | %CV |  |  |  | 4 | No damage | [11 empty] | /cm^2
Ceccanti 2011 Carrier tests to assess the effective sporicidal concentration of a liquid chemical disinfectant for a sanitization program | 0.06% albumin from bovine serum | Immersion | CFU | 10000000 |  |  | 0.785 | cm^2 | 7.85e-05 | m^2 |  |  |  | 0.056 | wt% |  |  |  | 20 |  | 50 | Linoleum | time immersed | 10 |  |  | 2.85 | LR | 8.34 | %CV |  |  |  | 4 | No damage | [9 empty] | smooth tile |  | /cm^2
Ceccanti 2011 Carrier tests to assess the effective sporicidal concentration of a liquid chemical disinfectant for a sanitization program | 0.06% albumin from bovine serum | Immersion | CFU | 10000000 |  |  | 0.785 | cm^2 | 7.85e-05 | m^2 |  |  |  | 0.056 | wt% |  |  |  | 20 |  | 50 | Polycarbote | time immersed | 10 |  |  | 2.42 | LR | 5.01 | %CV |  |  |  | 4 | No damage | [11 empty] | /cm^2
Ceccanti 2011 Carrier tests to assess the effective sporicidal concentration of a liquid chemical disinfectant for a sanitization program | 0.06% albumin from bovine serum | Immersion | CFU | 10000000 |  |  | 0.785 | cm^2 | 7.85e-05 | m^2 |  |  |  | 0.056 | wt% |  |  |  | 20 |  | 50 | Stainless steel | time immersed | 10 |  |  | 3.04 | LR | 5.71 | %CV |  |  |  | 4 | No damage | [9 empty] | steel |  | /cm^2
Ceccanti 2011 Carrier tests to assess the effective sporicidal concentration of a liquid chemical disinfectant for a sanitization program | 0.6% albumin from bovine serum | Immersion | CFU | 10000000 |  |  | 0.785 | cm^2 | 7.85e-05 | m^2 |  |  |  | 0.056 | wt% |  |  |  | 20 |  | 50 | Teflon | time immersed | 10 |  |  | 2.67 | LR | 2.06 | %CV |  |  |  | 4 | No damage | [11 empty] | /cm^2
Ceccanti 2011 Carrier tests to assess the effective sporicidal concentration of a liquid chemical disinfectant for a sanitization program | 0.6% albumin from bovine serum | Immersion | CFU | 10000000 |  |  | 0.785 | cm^2 | 7.85e-05 | m^2 |  |  |  | 0.056 | wt% |  |  |  | 20 |  | 50 | Linoleum | time immersed | 10 |  |  | 2.65 | LR | 10.46 | %CV |  |  |  | 4 | No damage | [9 empty] | smooth tile |  | /cm^2
Ceccanti 2011 Carrier tests to assess the effective sporicidal concentration of a liquid chemical disinfectant for a sanitization program | 0.6% albumin from bovine serum | Immersion | CFU | 10000000 |  |  | 0.785 | cm^2 | 7.85e-05 | m^2 |  |  |  | 0.056 | wt% |  |  |  | 20 |  | 50 | Polycarbote | time immersed | 10 |  |  | 2.16 | LR | 0.8 | %CV |  |  |  | 4 | No damage | [11 empty] | /cm^2
Ceccanti 2011 Carrier tests to assess the effective sporicidal concentration of a liquid chemical disinfectant for a sanitization program | 0.6% albumin from bovine serum | Immersion | CFU | 10000000 |  |  | 0.785 | cm^2 | 7.85e-05 | m^2 |  |  |  | 0.056 | wt% |  |  |  | 20 |  | 50 | Stainless steel | time immersed | 10 |  |  | 2.73 | LR | 2.91 | %CV |  |  |  | 4 | No damage | [9 empty] | steel |  | /cm^2
Ceccanti 2011 Carrier tests to assess the effective sporicidal concentration of a liquid chemical disinfectant for a sanitization program | 0.06% albumin from bovine serum | Immersion | CFU | 10000000 |  |  | 0.785 | cm^2 | 7.85e-05 | m^2 |  |  |  | 0.056 | wt% |  |  |  | 20 |  | 50 | Teflon | time immersed | 10 |  |  | 2.48 | LR | 18.86 | %CV |  |  |  | 4 | No damage | [11 empty] | /cm^2
Ceccanti 2011 Carrier tests to assess the effective sporicidal concentration of a liquid chemical disinfectant for a sanitization program | 0.06% albumin from bovine serum | Immersion | CFU | 10000000 |  |  | 0.785 | cm^2 | 7.85e-05 | m^2 |  |  |  | 0.056 | wt% |  |  |  | 20 |  | 50 | Linoleum | time immersed | 10 |  |  | 3.43 | LR | 0 | %CV |  |  |  | 4 | No damage | [9 empty] | smooth tile |  | /cm^2
Ceccanti 2011 Carrier tests to assess the effective sporicidal concentration of a liquid chemical disinfectant for a sanitization program | 0.06% albumin from bovine serum | Immersion | CFU | 10000000 |  |  | 0.785 | cm^2 | 7.85e-05 | m^2 |  |  |  | 0.056 | wt% |  |  |  | 20 |  | 50 | Polycarbote | time immersed | 10 |  |  | 2.97 | LR | 8.16 | %CV |  |  |  | 4 | No damage | [11 empty] | /cm^2
Ceccanti 2011 Carrier tests to assess the effective sporicidal concentration of a liquid chemical disinfectant for a sanitization program | 0.06% albumin from bovine serum | Immersion | CFU | 10000000 |  |  | 0.785 | cm^2 | 7.85e-05 | m^2 |  |  |  | 0.056 | wt% |  |  |  | 20 |  | 50 | Stainless steel | time immersed | 10 |  |  | 3.56 | LR | 5.31 | %CV |  |  |  | 4 | No damage | [9 empty] | steel |  | /cm^2

## Immersion Data
Value
Number of Records | 12
Records Including Grime Dirt | 12
Records Including Rinsate | 0
| Units | Minimum | Maximum | Mean/Mode | Standard Deviation
Coupon Area | m^2 | 7.85e-05 | 7.85e-05 | 7.85e-05 | 0
Loading | CFU | 10000000 | 10000000 | 10000000 | 0
Number of Applications | NA | NA | NA | NA | NA
Temperature | Celsius | 20 | 20 | 20 | 0
Relative Humidity | % | 50 | 50 | 50 | 0
Contact Time | Minutes | 10 | 10 | 10 | 0
Concentration of Active Decon Agent | wt% | 0.056 | 0.056 | 0.056 | 1.4495e-17
Efficacy | LR | 2.16 | 3.56 | 2.855 | 0.42404
Volume Applied | NA | NA | NA | NA | NA

## Liquid Master
Ref | GrimeDirt | AppMeth | LoadingUn | LoadingNum | ConvertedLoading | ConvertedLoadingUn | CoupArea | CoupAreaUn | ConvertedCoupArea | ConvertedCoupAreaUn | Rinsate | RinsateUn | ConcDoseCtrl | ConcDoseNum | ConcDoseUn | ConvertedConcDose | ConvertedConcDoseUn | TempCtrl | TempNum | RHCtrl | RHNum | SurfMed | ContTimeDesc | ContTimeNumMin | TotalApp | EffGreater | Eff | EffMeas | EffVar | EffVarStat | ConvertedEff | ConvertedEffMeas | LPosRec | N | MatComp | VolApp | VolAppUn | ConvertedVolApp | ConvertedVolAppUn | CT | CTUn | RinsateLess | Positives | WaterRinse | Surface | VolAppDen(L/m^2) | VolAppDenUn | ClO2(ppm) | MB(mg/L) | H2O2(ppm) | PosCalc | LPosRecCalc
Zhang 2016 Effects of electrolyzed oxidizing water on ictivation of Bacillus subtilis and Bacillus cereus spores in suspension and on carriers |  | Liquid | CFU/mL | 10000000 | [9 empty] | 60 | mg/L | [6 empty] | aqueous suspension | time until neutralization | 1 |  |  | 0.22 | LR |  | 1 standard deviation |  |  |  | 3
Zhang 2016 Effects of electrolyzed oxidizing water on ictivation of Bacillus subtilis and Bacillus cereus spores in suspension and on carriers |  | Liquid | CFU/mL | 10000000 | [9 empty] | 60 | mg/L | [6 empty] | aqueous suspension | time until neutralization | 2 |  |  | 1.13 | LR |  | 1 standard deviation |  |  |  | 3
Zhang 2016 Effects of electrolyzed oxidizing water on ictivation of Bacillus subtilis and Bacillus cereus spores in suspension and on carriers |  | Liquid | CFU/mL | 10000000 | [9 empty] | 60 | mg/L | [6 empty] | aqueous suspension | time until neutralization | 3 |  |  | 2.26 | LR |  | 1 standard deviation |  |  |  | 3
Zhang 2016 Effects of electrolyzed oxidizing water on ictivation of Bacillus subtilis and Bacillus cereus spores in suspension and on carriers |  | Liquid | CFU/mL | 10000000 | [9 empty] | 60 | mg/L | [6 empty] | aqueous suspension | time until neutralization | 4 |  |  | 4.19 | LR |  | 1 standard deviation |  |  |  | 3
Zhang 2016 Effects of electrolyzed oxidizing water on ictivation of Bacillus subtilis and Bacillus cereus spores in suspension and on carriers |  | Liquid | CFU/mL | 10000000 | [9 empty] | 60 | mg/L | [6 empty] | aqueous suspension | time until neutralization | 5 |  |  | 4.94 | LR |  | 1 standard deviation |  |  |  | 3
Zhang 2016 Effects of electrolyzed oxidizing water on ictivation of Bacillus subtilis and Bacillus cereus spores in suspension and on carriers |  | Liquid | CFU/mL | 10000000 | [9 empty] | 60 | mg/L | [6 empty] | aqueous suspension | time until neutralization | 6 |  |  | 6.72 | LR |  | 1 standard deviation |  |  |  | 3
Zhang 2016 Effects of electrolyzed oxidizing water on ictivation of Bacillus subtilis and Bacillus cereus spores in suspension and on carriers |  | Liquid | CFU/mL | 10000000 | [9 empty] | 60 | mg/L | [6 empty] | aqueous suspension | time until neutralization | 1 |  |  | 0.32 | LR |  | 1 standard deviation |  |  |  | 3
Zhang 2016 Effects of electrolyzed oxidizing water on ictivation of Bacillus subtilis and Bacillus cereus spores in suspension and on carriers |  | Liquid | CFU/mL | 10000000 | [9 empty] | 60 | mg/L | [6 empty] | aqueous suspension | time until neutralization | 2 |  |  | 1.91 | LR |  | 1 standard deviation |  |  |  | 3
Zhang 2016 Effects of electrolyzed oxidizing water on ictivation of Bacillus subtilis and Bacillus cereus spores in suspension and on carriers |  | Liquid | CFU/mL | 10000000 | [9 empty] | 60 | mg/L | [6 empty] | aqueous suspension | time until neutralization | 3 |  |  | 3.61 | LR |  | 1 standard deviation |  |  |  | 3
Zhang 2016 Effects of electrolyzed oxidizing water on ictivation of Bacillus subtilis and Bacillus cereus spores in suspension and on carriers |  | Liquid | CFU/mL | 10000000 | [9 empty] | 60 | mg/L | [6 empty] | aqueous suspension | time until neutralization | 4 |  |  | 4.98 | LR |  | 1 standard deviation |  |  |  | 3
Zhang 2016 Effects of electrolyzed oxidizing water on ictivation of Bacillus subtilis and Bacillus cereus spores in suspension and on carriers |  | Liquid | CFU/mL | 10000000 | [9 empty] | 60 | mg/L | [6 empty] | aqueous suspension | time until neutralization | 5 |  |  | 6.22 | LR |  | 1 standard deviation |  |  |  | 3
Zhang 2016 Effects of electrolyzed oxidizing water on ictivation of Bacillus subtilis and Bacillus cereus spores in suspension and on carriers |  | Liquid | CFU/mL | 10000000 | [9 empty] | 60 | mg/L | [6 empty] | aqueous suspension | time until neutralization | 6 |  |  | 6.72 | LR |  | 1 standard deviation |  |  |  | 3
Zhang 2016 Effects of electrolyzed oxidizing water on ictivation of Bacillus subtilis and Bacillus cereus spores in suspension and on carriers |  | Liquid | CFU/mL | 10000000 | [9 empty] | 60 | mg/L | [6 empty] | aqueous suspension | time until neutralization | 1 |  |  | 2.2 | LR |  | 1 standard deviation |  |  |  | 3
Zhang 2016 Effects of electrolyzed oxidizing water on ictivation of Bacillus subtilis and Bacillus cereus spores in suspension and on carriers |  | Liquid | CFU/mL | 10000000 | [9 empty] | 60 | mg/L | [6 empty] | aqueous suspension | time until neutralization | 2 |  |  | 2.9 | LR |  | 1 standard deviation |  |  |  | 3
Zhang 2016 Effects of electrolyzed oxidizing water on ictivation of Bacillus subtilis and Bacillus cereus spores in suspension and on carriers |  | Liquid | CFU/mL | 10000000 | [9 empty] | 60 | mg/L | [6 empty] | aqueous suspension | time until neutralization | 3 |  |  | 4.75 | LR |  | 1 standard deviation |  |  |  | 3
Zhang 2016 Effects of electrolyzed oxidizing water on ictivation of Bacillus subtilis and Bacillus cereus spores in suspension and on carriers |  | Liquid | CFU/mL | 10000000 | [9 empty] | 60 | mg/L | [6 empty] | aqueous suspension | time until neutralization | 4 |  |  | 5.05 | LR |  | 1 standard deviation |  |  |  | 3
Zhang 2016 Effects of electrolyzed oxidizing water on ictivation of Bacillus subtilis and Bacillus cereus spores in suspension and on carriers |  | Liquid | CFU/mL | 10000000 | [9 empty] | 60 | mg/L | [6 empty] | aqueous suspension | time until neutralization | 5 |  |  | 5.9 | LR |  | 1 standard deviation |  |  |  | 3
Zhang 2016 Effects of electrolyzed oxidizing water on ictivation of Bacillus subtilis and Bacillus cereus spores in suspension and on carriers |  | Liquid | CFU/mL | 10000000 | [9 empty] | 60 | mg/L | [6 empty] | aqueous suspension | time until neutralization | 6 |  |  | 6.4 | LR |  | 1 standard deviation |  |  |  | 3
Zhang 2016 Effects of electrolyzed oxidizing water on ictivation of Bacillus subtilis and Bacillus cereus spores in suspension and on carriers |  | Liquid | CFU/mL | 10000000 | [9 empty] | 60 | mg/L | [6 empty] | aqueous suspension | time until neutralization | 1 |  |  | 2.2 | LR |  | 1 standard deviation |  |  |  | 3
Zhang 2016 Effects of electrolyzed oxidizing water on ictivation of Bacillus subtilis and Bacillus cereus spores in suspension and on carriers |  | Liquid | CFU/mL | 10000000 | [9 empty] | 60 | mg/L | [6 empty] | aqueous suspension | time until neutralization | 2 |  |  | 2.9 | LR |  | 1 standard deviation |  |  |  | 3
Zhang 2016 Effects of electrolyzed oxidizing water on ictivation of Bacillus subtilis and Bacillus cereus spores in suspension and on carriers |  | Liquid | CFU/mL | 10000000 | [9 empty] | 60 | mg/L | [6 empty] | aqueous suspension | time until neutralization | 3 |  |  | 4.75 | LR |  | 1 standard deviation |  |  |  | 3
Zhang 2016 Effects of electrolyzed oxidizing water on ictivation of Bacillus subtilis and Bacillus cereus spores in suspension and on carriers |  | Liquid | CFU/mL | 10000000 | [9 empty] | 60 | mg/L | [6 empty] | aqueous suspension | time until neutralization | 4 |  |  | 5.05 | LR |  | 1 standard deviation |  |  |  | 3
Zhang 2016 Effects of electrolyzed oxidizing water on ictivation of Bacillus subtilis and Bacillus cereus spores in suspension and on carriers |  | Liquid | CFU/mL | 10000000 | [9 empty] | 60 | mg/L | [6 empty] | aqueous suspension | time until neutralization | 5 |  |  | 5.9 | LR |  | 1 standard deviation |  |  |  | 3
Zhang 2016 Effects of electrolyzed oxidizing water on ictivation of Bacillus subtilis and Bacillus cereus spores in suspension and on carriers |  | Liquid | CFU/mL | 10000000 | [9 empty] | 60 | mg/L | [6 empty] | aqueous suspension | time until neutralization | 6 |  |  | 5.9 | LR |  | 1 standard deviation |  |  |  | 3
Zhang 2016 Effects of electrolyzed oxidizing water on ictivation of Bacillus subtilis and Bacillus cereus spores in suspension and on carriers |  | Liquid | CFU/mL | 10000000 | [9 empty] | 40 | mg/L | [6 empty] | aqueous suspension | time until neutralization | 2 |  |  | 0.4 | LR |  | 1 standard deviation |  |  |  | 3
Zhang 2016 Effects of electrolyzed oxidizing water on ictivation of Bacillus subtilis and Bacillus cereus spores in suspension and on carriers |  | Liquid | CFU/mL | 10000000 | [9 empty] | 60 | mg/L | [6 empty] | aqueous suspension | time until neutralization | 2 |  |  | 1.5 | LR |  | 1 standard deviation |  |  |  | 3
Zhang 2016 Effects of electrolyzed oxidizing water on ictivation of Bacillus subtilis and Bacillus cereus spores in suspension and on carriers |  | Liquid | CFU/mL | 10000000 | [9 empty] | 80 | mg/L | [6 empty] | aqueous suspension | time until neutralization | 2 |  |  | 2.3 | LR |  | 1 standard deviation |  |  |  | 3
Zhang 2016 Effects of electrolyzed oxidizing water on ictivation of Bacillus subtilis and Bacillus cereus spores in suspension and on carriers |  | Liquid | CFU/mL | 10000000 | [9 empty] | 100 | mg/L | [6 empty] | aqueous suspension | time until neutralization | 2 |  |  | 3.9 | LR |  | 1 standard deviation |  |  |  | 3
Zhang 2016 Effects of electrolyzed oxidizing water on ictivation of Bacillus subtilis and Bacillus cereus spores in suspension and on carriers |  | Liquid | CFU/mL | 10000000 | [9 empty] | 120 | mg/L | [6 empty] | aqueous suspension | time until neutralization | 2 |  |  | 4.5 | LR |  | 1 standard deviation |  |  |  | 3
Zhang 2016 Effects of electrolyzed oxidizing water on ictivation of Bacillus subtilis and Bacillus cereus spores in suspension and on carriers |  | Liquid | CFU/mL | 10000000 | [9 empty] | 40 | mg/L | [6 empty] | aqueous suspension | time until neutralization | 2 |  |  | 1.6 | LR |  | 1 standard deviation |  |  |  | 3
Zhang 2016 Effects of electrolyzed oxidizing water on ictivation of Bacillus subtilis and Bacillus cereus spores in suspension and on carriers |  | Liquid | CFU/mL | 10000000 | [9 empty] | 60 | mg/L | [6 empty] | aqueous suspension | time until neutralization | 2 |  |  | 2.2 | LR |  | 1 standard deviation |  |  |  | 3
Zhang 2016 Effects of electrolyzed oxidizing water on ictivation of Bacillus subtilis and Bacillus cereus spores in suspension and on carriers |  | Liquid | CFU/mL | 10000000 | [9 empty] | 80 | mg/L | [6 empty] | aqueous suspension | time until neutralization | 2 |  |  | 3.8 | LR |  | 1 standard deviation |  |  |  | 3
Zhang 2016 Effects of electrolyzed oxidizing water on ictivation of Bacillus subtilis and Bacillus cereus spores in suspension and on carriers |  | Liquid | CFU/mL | 10000000 | [9 empty] | 100 | mg/L | [6 empty] | aqueous suspension | time until neutralization | 2 |  |  | 4.8 | LR |  | 1 standard deviation |  |  |  | 3
Zhang 2016 Effects of electrolyzed oxidizing water on ictivation of Bacillus subtilis and Bacillus cereus spores in suspension and on carriers |  | Liquid | CFU/mL | 10000000 | [9 empty] | 120 | mg/L | [6 empty] | aqueous suspension | time until neutralization | 2 |  |  | 6.9 | LR |  | 1 standard deviation |  |  |  | 3
Zhang 2016 Effects of electrolyzed oxidizing water on ictivation of Bacillus subtilis and Bacillus cereus spores in suspension and on carriers |  | Liquid | CFU/mL | 10000000 | [9 empty] | 40 | mg/L | [6 empty] | aqueous suspension | time until neutralization | 2 |  |  | 2.4 | LR |  | 1 standard deviation |  |  |  | 3
Zhang 2016 Effects of electrolyzed oxidizing water on ictivation of Bacillus subtilis and Bacillus cereus spores in suspension and on carriers |  | Liquid | CFU/mL | 10000000 | [9 empty] | 60 | mg/L | [6 empty] | aqueous suspension | time until neutralization | 2 |  |  | 3.7 | LR |  | 1 standard deviation |  |  |  | 3
Zhang 2016 Effects of electrolyzed oxidizing water on ictivation of Bacillus subtilis and Bacillus cereus spores in suspension and on carriers |  | Liquid | CFU/mL | 10000000 | [9 empty] | 80 | mg/L | [6 empty] | aqueous suspension | time until neutralization | 2 |  |  | 4.6 | LR |  | 1 standard deviation |  |  |  | 3
Zhang 2016 Effects of electrolyzed oxidizing water on ictivation of Bacillus subtilis and Bacillus cereus spores in suspension and on carriers |  | Liquid | CFU/mL | 10000000 | [9 empty] | 100 | mg/L | [6 empty] | aqueous suspension | time until neutralization | 2 |  |  | 4.9 | LR |  | 1 standard deviation |  |  |  | 3
Zhang 2016 Effects of electrolyzed oxidizing water on ictivation of Bacillus subtilis and Bacillus cereus spores in suspension and on carriers |  | Liquid | CFU/mL | 10000000 | [9 empty] | 120 | mg/L | [6 empty] | aqueous suspension | time until neutralization | 2 |  |  | 6.5 | LR |  | 1 standard deviation |  |  |  | 3
Zhang 2016 Effects of electrolyzed oxidizing water on ictivation of Bacillus subtilis and Bacillus cereus spores in suspension and on carriers |  | Liquid | CFU/mL | 10000000 | [9 empty] | 40 | mg/L | [6 empty] | aqueous suspension | time until neutralization | 2 |  |  | 2.2 | LR |  | 1 standard deviation |  |  |  | 3
Zhang 2016 Effects of electrolyzed oxidizing water on ictivation of Bacillus subtilis and Bacillus cereus spores in suspension and on carriers |  | Liquid | CFU/mL | 10000000 | [9 empty] | 60 | mg/L | [6 empty] | aqueous suspension | time until neutralization | 2 |  |  | 3.2 | LR |  | 1 standard deviation |  |  |  | 3
Zhang 2016 Effects of electrolyzed oxidizing water on ictivation of Bacillus subtilis and Bacillus cereus spores in suspension and on carriers |  | Liquid | CFU/mL | 10000000 | [9 empty] | 80 | mg/L | [6 empty] | aqueous suspension | time until neutralization | 2 |  |  | 4.1 | LR |  | 1 standard deviation |  |  |  | 3
Zhang 2016 Effects of electrolyzed oxidizing water on ictivation of Bacillus subtilis and Bacillus cereus spores in suspension and on carriers |  | Liquid | CFU/mL | 10000000 | [9 empty] | 100 | mg/L | [6 empty] | aqueous suspension | time until neutralization | 2 |  |  | 5 | LR |  | 1 standard deviation |  |  |  | 3
Zhang 2016 Effects of electrolyzed oxidizing water on ictivation of Bacillus subtilis and Bacillus cereus spores in suspension and on carriers |  | Liquid | CFU/mL | 10000000 | [9 empty] | 120 | mg/L | [6 empty] | aqueous suspension | time until neutralization | 2 |  |  | 6.5 | LR |  | 1 standard deviation |  |  |  | 3
Zhang 2016 Effects of electrolyzed oxidizing water on ictivation of Bacillus subtilis and Bacillus cereus spores in suspension and on carriers |  | Liquid | CFU | 10000000 |  |  | 3.61 | cm^2 | 0.000361 | m^2 |  |  |  | 60 | FAC ppm (FAC mg/L) |  |  |  | 25 |  | 50 | stainless steel | time until neutralization | 1 |  |  | 0.4 | LR | 0.03 | 1 standard deviation |  |  |  | 3 |  | 100 | uL | 0.1 | mL | [5 empty] | steel | 0.27701 | uL/cm^2
Zhang 2016 Effects of electrolyzed oxidizing water on ictivation of Bacillus subtilis and Bacillus cereus spores in suspension and on carriers |  | Liquid | CFU | 10000000 |  |  | 3.61 | cm^2 | 0.000361 | m^2 |  |  |  | 80 | FAC ppm (FAC mg/L) |  |  |  | 25 |  | 50 | stainless steel | time until neutralization | 1 |  |  | 0.88 | LR | 0.04 | 1 standard deviation |  |  |  | 3 |  | 100 | uL | 0.1 | mL | [5 empty] | steel | 0.27701 | uL/cm^2
Zhang 2016 Effects of electrolyzed oxidizing water on ictivation of Bacillus subtilis and Bacillus cereus spores in suspension and on carriers |  | Liquid | CFU | 10000000 |  |  | 3.61 | cm^2 | 0.000361 | m^2 |  |  |  | 100 | FAC ppm (FAC mg/L) |  |  |  | 25 |  | 50 | stainless steel | time until neutralization | 1 |  |  | 1.7 | LR | 0.44 | 1 standard deviation |  |  |  | 3 |  | 100 | uL | 0.1 | mL | [5 empty] | steel | 0.27701 | uL/cm^2
Zhang 2016 Effects of electrolyzed oxidizing water on ictivation of Bacillus subtilis and Bacillus cereus spores in suspension and on carriers |  | Liquid | CFU | 10000000 |  |  | 3.61 | cm^2 | 0.000361 | m^2 |  |  |  | 120 | FAC ppm (FAC mg/L) |  |  |  | 25 |  | 50 | stainless steel | time until neutralization | 1 |  |  | 2.94 | LR | 0.21 | 1 standard deviation |  |  |  | 3 |  | 100 | uL | 0.1 | mL | [5 empty] | steel | 0.27701 | uL/cm^2
Zhang 2016 Effects of electrolyzed oxidizing water on ictivation of Bacillus subtilis and Bacillus cereus spores in suspension and on carriers |  | Liquid | CFU | 10000000 |  |  | 3.61 | cm^2 | 0.000361 | m^2 |  |  |  | 60 | FAC ppm (FAC mg/L) |  |  |  | 25 |  | 50 | stainless steel | time until neutralization | 1 |  |  | 0.57 | LR | 0.33 | 1 standard deviation |  |  |  | 3 | [10 empty] | steel |  | /cm^2
Zhang 2016 Effects of electrolyzed oxidizing water on ictivation of Bacillus subtilis and Bacillus cereus spores in suspension and on carriers |  | Liquid | CFU | 10000000 |  |  | 3.61 | cm^2 | 0.000361 | m^2 |  |  |  | 80 | FAC ppm (FAC mg/L) |  |  |  | 25 |  | 50 | stainless steel | time until neutralization | 1 |  |  | 1.05 | LR | 0.22 | 1 standard deviation |  |  |  | 3 | [10 empty] | steel |  | /cm^2
Zhang 2016 Effects of electrolyzed oxidizing water on ictivation of Bacillus subtilis and Bacillus cereus spores in suspension and on carriers |  | Liquid | CFU | 10000000 |  |  | 3.61 | cm^2 | 0.000361 | m^2 |  |  |  | 100 | FAC ppm (FAC mg/L) |  |  |  | 25 |  | 50 | stainless steel | time until neutralization | 1 |  |  | 2.18 | LR | 0.33 | 1 standard deviation |  |  |  | 3 | [10 empty] | steel |  | /cm^2
Zhang 2016 Effects of electrolyzed oxidizing water on ictivation of Bacillus subtilis and Bacillus cereus spores in suspension and on carriers |  | Liquid | CFU | 10000000 |  |  | 3.61 | cm^2 | 0.000361 | m^2 |  |  |  | 120 | FAC ppm (FAC mg/L) |  |  |  | 25 |  | 50 | stainless steel | time until neutralization | 1 |  |  | 3.17 | LR | 0.28999999999999998 | 1 standard deviation |  |  |  | 3 | [10 empty] | steel |  | /cm^2
Zhang 2016 Effects of electrolyzed oxidizing water on ictivation of Bacillus subtilis and Bacillus cereus spores in suspension and on carriers |  | Liquid | CFU | 10000000 |  |  | 3.61 | cm^2 | 0.000361 | m^2 |  |  |  | 60 | FAC ppm (FAC mg/L) |  |  |  | 25 |  | 50 | stainless steel | time until neutralization | 2 |  |  | 1.48 | LR | 0.04 | 1 standard deviation |  |  |  | 3 |  | 100 | uL | 0.1 | mL | [5 empty] | steel | 0.27701 | uL/cm^2
Zhang 2016 Effects of electrolyzed oxidizing water on ictivation of Bacillus subtilis and Bacillus cereus spores in suspension and on carriers |  | Liquid | CFU | 10000000 |  |  | 3.61 | cm^2 | 0.000361 | m^2 |  |  |  | 80 | FAC ppm (FAC mg/L) |  |  |  | 25 |  | 50 | stainless steel | time until neutralization | 2 |  |  | 4.04 | LR | 0.18 | 1 standard deviation |  |  |  | 3 |  | 100 | uL | 0.1 | mL | [5 empty] | steel | 0.27701 | uL/cm^2
Zhang 2016 Effects of electrolyzed oxidizing water on ictivation of Bacillus subtilis and Bacillus cereus spores in suspension and on carriers |  | Liquid | CFU | 10000000 |  |  | 3.61 | cm^2 | 0.000361 | m^2 |  |  |  | 100 | FAC ppm (FAC mg/L) |  |  |  | 25 |  | 50 | stainless steel | time until neutralization | 2 |  |  | 4.17 | LR | 0.15 | 1 standard deviation |  |  |  | 3 |  | 100 | uL | 0.1 | mL | [5 empty] | steel | 0.27701 | uL/cm^2
Zhang 2016 Effects of electrolyzed oxidizing water on ictivation of Bacillus subtilis and Bacillus cereus spores in suspension and on carriers |  | Liquid | CFU | 10000000 |  |  | 3.61 | cm^2 | 0.000361 | m^2 |  |  |  | 120 | FAC ppm (FAC mg/L) |  |  |  | 25 |  | 50 | stainless steel | time until neutralization | 2 |  |  | 4.17 | LR | 0.15 | 1 standard deviation |  |  |  | 3 |  | 100 | uL | 0.1 | mL | [5 empty] | steel | 0.27701 | uL/cm^2
Zhang 2016 Effects of electrolyzed oxidizing water on ictivation of Bacillus subtilis and Bacillus cereus spores in suspension and on carriers |  | Liquid | CFU | 10000000 |  |  | 3.61 | cm^2 | 0.000361 | m^2 |  |  |  | 60 | FAC ppm (FAC mg/L) |  |  |  | 25 |  | 50 | stainless steel | time until neutralization | 2 |  |  | 2.31 | LR | 0.23 | 1 standard deviation |  |  |  | 3 | [10 empty] | steel |  | /cm^2
Zhang 2016 Effects of electrolyzed oxidizing water on ictivation of Bacillus subtilis and Bacillus cereus spores in suspension and on carriers |  | Liquid | CFU | 10000000 |  |  | 3.61 | cm^2 | 0.000361 | m^2 |  |  |  | 80 | FAC ppm (FAC mg/L) |  |  |  | 25 |  | 50 | stainless steel | time until neutralization | 2 |  |  | 3.94 | LR | 0.3 | 1 standard deviation |  |  |  | 3 | [10 empty] | steel |  | /cm^2
Zhang 2016 Effects of electrolyzed oxidizing water on ictivation of Bacillus subtilis and Bacillus cereus spores in suspension and on carriers |  | Liquid | CFU | 10000000 |  |  | 3.61 | cm^2 | 0.000361 | m^2 |  |  |  | 100 | FAC ppm (FAC mg/L) |  |  |  | 25 |  | 50 | stainless steel | time until neutralization | 2 |  |  | 4.17 | LR | 0.17 | 1 standard deviation |  |  |  | 3 | [10 empty] | steel |  | /cm^2
Zhang 2016 Effects of electrolyzed oxidizing water on ictivation of Bacillus subtilis and Bacillus cereus spores in suspension and on carriers |  | Liquid | CFU | 10000000 |  |  | 3.61 | cm^2 | 0.000361 | m^2 |  |  |  | 120 | FAC ppm (FAC mg/L) |  |  |  | 25 |  | 50 | stainless steel | time until neutralization | 2 |  |  | 4.17 | LR | 0.17 | 1 standard deviation |  |  |  | 3 | [10 empty] | steel |  | /cm^2
Zhang 2016 Effects of electrolyzed oxidizing water on ictivation of Bacillus subtilis and Bacillus cereus spores in suspension and on carriers |  | Liquid | CFU | 10000000 |  |  | 3.61 | cm^2 | 0.000361 | m^2 |  |  |  | 60 | FAC ppm (FAC mg/L) |  |  |  | 25 |  | 50 | stainless steel | time until neutralization | 3 |  |  | 3.38 | LR | 0.4 | 1 standard deviation |  |  |  | 3 |  | 100 | uL | 0.1 | mL | [5 empty] | steel | 0.27701 | uL/cm^2
Zhang 2016 Effects of electrolyzed oxidizing water on ictivation of Bacillus subtilis and Bacillus cereus spores in suspension and on carriers |  | Liquid | CFU | 10000000 |  |  | 3.61 | cm^2 | 0.000361 | m^2 |  |  |  | 80 | FAC ppm (FAC mg/L) |  |  |  | 25 |  | 50 | stainless steel | time until neutralization | 3 |  |  | 4.17 | LR | 0.15 | 1 standard deviation |  |  |  | 3 |  | 100 | uL | 0.1 | mL | [5 empty] | steel | 0.27701 | uL/cm^2
Zhang 2016 Effects of electrolyzed oxidizing water on ictivation of Bacillus subtilis and Bacillus cereus spores in suspension and on carriers |  | Liquid | CFU | 10000000 |  |  | 3.61 | cm^2 | 0.000361 | m^2 |  |  |  | 100 | FAC ppm (FAC mg/L) |  |  |  | 25 |  | 50 | stainless steel | time until neutralization | 3 |  |  | 4.17 | LR | 0.15 | 1 standard deviation |  |  |  | 3 |  | 100 | uL | 0.1 | mL | [5 empty] | steel | 0.27701 | uL/cm^2
Zhang 2016 Effects of electrolyzed oxidizing water on ictivation of Bacillus subtilis and Bacillus cereus spores in suspension and on carriers |  | Liquid | CFU | 10000000 |  |  | 3.61 | cm^2 | 0.000361 | m^2 |  |  |  | 120 | FAC ppm (FAC mg/L) |  |  |  | 25 |  | 50 | stainless steel | time until neutralization | 3 |  |  | 4.17 | LR | 0.15 | 1 standard deviation |  |  |  | 3 |  | 100 | uL | 0.1 | mL | [5 empty] | steel | 0.27701 | uL/cm^2
Zhang 2016 Effects of electrolyzed oxidizing water on ictivation of Bacillus subtilis and Bacillus cereus spores in suspension and on carriers |  | Liquid | CFU | 10000000 |  |  | 3.61 | cm^2 | 0.000361 | m^2 |  |  |  | 60 | FAC ppm (FAC mg/L) |  |  |  | 25 |  | 50 | stainless steel | time until neutralization | 3 |  |  | 3.83 | LR | 0.33 | 1 standard deviation |  |  |  | 3 | [10 empty] | steel |  | /cm^2
Zhang 2016 Effects of electrolyzed oxidizing water on ictivation of Bacillus subtilis and Bacillus cereus spores in suspension and on carriers |  | Liquid | CFU | 10000000 |  |  | 3.61 | cm^2 | 0.000361 | m^2 |  |  |  | 80 | FAC ppm (FAC mg/L) |  |  |  | 25 |  | 50 | stainless steel | time until neutralization | 3 |  |  | 4.17 | LR | 0.17 | 1 standard deviation |  |  |  | 3 | [10 empty] | steel |  | /cm^2
Zhang 2016 Effects of electrolyzed oxidizing water on ictivation of Bacillus subtilis and Bacillus cereus spores in suspension and on carriers |  | Liquid | CFU | 10000000 |  |  | 3.61 | cm^2 | 0.000361 | m^2 |  |  |  | 100 | FAC ppm (FAC mg/L) |  |  |  | 25 |  | 50 | stainless steel | time until neutralization | 3 |  |  | 4.17 | LR | 0.17 | 1 standard deviation |  |  |  | 3 | [10 empty] | steel |  | /cm^2
Zhang 2016 Effects of electrolyzed oxidizing water on ictivation of Bacillus subtilis and Bacillus cereus spores in suspension and on carriers | 0.3% organics (tryptone, bovine serum albumin, bovine mucin) | Liquid | CFU | 10000000 |  |  | 3.61 | cm^2 | 0.000361 | m^2 |  |  |  | 120 | FAC ppm (FAC mg/L) |  |  |  | 25 |  | 50 | stainless steel + 0.3% organic burden | time until neutralization | 3 |  |  | 4.17 | LR | 0.17 | 1 standard deviation |  |  |  | 3 |  | 100 | uL | 0.1 | mL | [6 empty] | 0.27701 | uL/cm^2
Zhang 2016 Effects of electrolyzed oxidizing water on ictivation of Bacillus subtilis and Bacillus cereus spores in suspension and on carriers | 0.3% organics (tryptone, bovine serum albumin, bovine mucin) | Liquid | CFU | 10000000 |  |  | 3.61 | cm^2 | 0.000361 | m^2 |  |  |  | 60 | FAC ppm (FAC mg/L) |  |  |  | 25 |  | 50 | stainless steel + 0.3% organic burden | time until neutralization | 1 |  |  | 0.32 | LR | 0.17 | 1 standard deviation |  |  |  | 3 |  | 100 | uL | 0.1 | mL | [6 empty] | 0.27701 | uL/cm^2
Zhang 2016 Effects of electrolyzed oxidizing water on ictivation of Bacillus subtilis and Bacillus cereus spores in suspension and on carriers | 0.3% organics (tryptone, bovine serum albumin, bovine mucin) | Liquid | CFU | 10000000 |  |  | 3.61 | cm^2 | 0.000361 | m^2 |  |  |  | 80 | FAC ppm (FAC mg/L) |  |  |  | 25 |  | 50 | stainless steel + 0.3% organic burden | time until neutralization | 1 |  |  | 0.49 | LR | 0.24 | 1 standard deviation |  |  |  | 3 |  | 100 | uL | 0.1 | mL | [6 empty] | 0.27701 | uL/cm^2
Zhang 2016 Effects of electrolyzed oxidizing water on ictivation of Bacillus subtilis and Bacillus cereus spores in suspension and on carriers | 0.3% organics (tryptone, bovine serum albumin, bovine mucin) | Liquid | CFU | 10000000 |  |  | 3.61 | cm^2 | 0.000361 | m^2 |  |  |  | 100 | FAC ppm (FAC mg/L) |  |  |  | 25 |  | 50 | stainless steel + 0.3% organic burden | time until neutralization | 1 |  |  | 0.91 | LR | 0.17 | 1 standard deviation |  |  |  | 3 |  | 100 | uL | 0.1 | mL | [6 empty] | 0.27701 | uL/cm^2
Zhang 2016 Effects of electrolyzed oxidizing water on ictivation of Bacillus subtilis and Bacillus cereus spores in suspension and on carriers | 0.3% organics (tryptone, bovine serum albumin, bovine mucin) | Liquid | CFU | 10000000 |  |  | 3.61 | cm^2 | 0.000361 | m^2 |  |  |  | 120 | FAC ppm (FAC mg/L) |  |  |  | 25 |  | 50 | stainless steel + 0.3% organic burden | time until neutralization | 1 |  |  | 1.99 | LR | 0.34 | 1 standard deviation |  |  |  | 3 |  | 100 | uL | 0.1 | mL | [6 empty] | 0.27701 | uL/cm^2
Zhang 2016 Effects of electrolyzed oxidizing water on ictivation of Bacillus subtilis and Bacillus cereus spores in suspension and on carriers | 0.3% organics (tryptone, bovine serum albumin, bovine mucin) | Liquid | CFU | 10000000 |  |  | 3.61 | cm^2 | 0.000361 | m^2 |  |  |  | 60 | FAC ppm (FAC mg/L) |  |  |  | 25 |  | 50 | stainless steel + 0.3% organic burden | time until neutralization | 1 |  |  | 0.21 | LR | 0.04 | 1 standard deviation |  |  |  | 3 |  | 100 | uL | 0.1 | mL | [6 empty] | 0.27701 | uL/cm^2
Zhang 2016 Effects of electrolyzed oxidizing water on ictivation of Bacillus subtilis and Bacillus cereus spores in suspension and on carriers | 0.3% organics (tryptone, bovine serum albumin, bovine mucin) | Liquid | CFU | 10000000 |  |  | 3.61 | cm^2 | 0.000361 | m^2 |  |  |  | 80 | FAC ppm (FAC mg/L) |  |  |  | 25 |  | 50 | stainless steel + 0.3% organic burden | time until neutralization | 1 |  |  | 0.41 | LR | 0.06 | 1 standard deviation |  |  |  | 3 |  | 100 | uL | 0.1 | mL | [6 empty] | 0.27701 | uL/cm^2
Zhang 2016 Effects of electrolyzed oxidizing water on ictivation of Bacillus subtilis and Bacillus cereus spores in suspension and on carriers | 0.3% organics (tryptone, bovine serum albumin, bovine mucin) | Liquid | CFU | 10000000 |  |  | 3.61 | cm^2 | 0.000361 | m^2 |  |  |  | 100 | FAC ppm (FAC mg/L) |  |  |  | 25 |  | 50 | stainless steel + 0.3% organic burden | time until neutralization | 1 |  |  | 0.82 | LR | 0.22 | 1 standard deviation |  |  |  | 3 |  | 100 | uL | 0.1 | mL | [6 empty] | 0.27701 | uL/cm^2
Zhang 2016 Effects of electrolyzed oxidizing water on ictivation of Bacillus subtilis and Bacillus cereus spores in suspension and on carriers | 0.3% organics (tryptone, bovine serum albumin, bovine mucin) | Liquid | CFU | 10000000 |  |  | 3.61 | cm^2 | 0.000361 | m^2 |  |  |  | 120 | FAC ppm (FAC mg/L) |  |  |  | 25 |  | 50 | stainless steel + 0.3% organic burden | time until neutralization | 1 |  |  | 1.93 | LR | 0.17 | 1 standard deviation |  |  |  | 3 |  | 100 | uL | 0.1 | mL | [6 empty] | 0.27701 | uL/cm^2
Zhang 2016 Effects of electrolyzed oxidizing water on ictivation of Bacillus subtilis and Bacillus cereus spores in suspension and on carriers | 0.3% organics (tryptone, bovine serum albumin, bovine mucin) | Liquid | CFU | 10000000 |  |  | 3.61 | cm^2 | 0.000361 | m^2 |  |  |  | 60 | FAC ppm (FAC mg/L) |  |  |  | 25 |  | 50 | stainless steel + 0.3% organic burden | time until neutralization | 2 |  |  | 0.63 | LR | 0.28999999999999998 | 1 standard deviation |  |  |  | 3 |  | 100 | uL | 0.1 | mL | [6 empty] | 0.27701 | uL/cm^2
Zhang 2016 Effects of electrolyzed oxidizing water on ictivation of Bacillus subtilis and Bacillus cereus spores in suspension and on carriers | 0.3% organics (tryptone, bovine serum albumin, bovine mucin) | Liquid | CFU | 10000000 |  |  | 3.61 | cm^2 | 0.000361 | m^2 |  |  |  | 80 | FAC ppm (FAC mg/L) |  |  |  | 25 |  | 50 | stainless steel + 0.3% organic burden | time until neutralization | 2 |  |  | 2.03 | LR | 0.3 | 1 standard deviation |  |  |  | 3 |  | 100 | uL | 0.1 | mL | [6 empty] | 0.27701 | uL/cm^2
Zhang 2016 Effects of electrolyzed oxidizing water on ictivation of Bacillus subtilis and Bacillus cereus spores in suspension and on carriers | 0.3% organics (tryptone, bovine serum albumin, bovine mucin) | Liquid | CFU | 10000000 |  |  | 3.61 | cm^2 | 0.000361 | m^2 |  |  |  | 100 | FAC ppm (FAC mg/L) |  |  |  | 25 |  | 50 | stainless steel + 0.3% organic burden | time until neutralization | 2 |  |  | 2.76 | LR | 0.27 | 1 standard deviation |  |  |  | 3 |  | 100 | uL | 0.1 | mL | [6 empty] | 0.27701 | uL/cm^2
Zhang 2016 Effects of electrolyzed oxidizing water on ictivation of Bacillus subtilis and Bacillus cereus spores in suspension and on carriers | 0.3% organics (tryptone, bovine serum albumin, bovine mucin) | Liquid | CFU | 10000000 |  |  | 3.61 | cm^2 | 0.000361 | m^2 |  |  |  | 120 | FAC ppm (FAC mg/L) |  |  |  | 25 |  | 50 | stainless steel + 0.3% organic burden | time until neutralization | 2 |  |  | 3.85 | LR | 0.34 | 1 standard deviation |  |  |  | 3 |  | 100 | uL | 0.1 | mL | [6 empty] | 0.27701 | uL/cm^2
Zhang 2016 Effects of electrolyzed oxidizing water on ictivation of Bacillus subtilis and Bacillus cereus spores in suspension and on carriers | 0.3% organics (tryptone, bovine serum albumin, bovine mucin) | Liquid | CFU | 10000000 |  |  | 3.61 | cm^2 | 0.000361 | m^2 |  |  |  | 60 | FAC ppm (FAC mg/L) |  |  |  | 25 |  | 50 | stainless steel + 0.3% organic burden | time until neutralization | 2 |  |  | 0.72 | LR | 0.14000000000000001 | 1 standard deviation |  |  |  | 3 |  | 100 | uL | 0.1 | mL | [6 empty] | 0.27701 | uL/cm^2
Zhang 2016 Effects of electrolyzed oxidizing water on ictivation of Bacillus subtilis and Bacillus cereus spores in suspension and on carriers | 0.3% organics (tryptone, bovine serum albumin, bovine mucin) | Liquid | CFU | 10000000 |  |  | 3.61 | cm^2 | 0.000361 | m^2 |  |  |  | 80 | FAC ppm (FAC mg/L) |  |  |  | 25 |  | 50 | stainless steel + 0.3% organic burden | time until neutralization | 2 |  |  | 1.78 | LR | 0.38 | 1 standard deviation |  |  |  | 3 |  | 100 | uL | 0.1 | mL | [6 empty] | 0.27701 | uL/cm^2
Zhang 2016 Effects of electrolyzed oxidizing water on ictivation of Bacillus subtilis and Bacillus cereus spores in suspension and on carriers | 0.3% organics (tryptone, bovine serum albumin, bovine mucin) | Liquid | CFU | 10000000 |  |  | 3.61 | cm^2 | 0.000361 | m^2 |  |  |  | 100 | FAC ppm (FAC mg/L) |  |  |  | 25 |  | 50 | stainless steel + 0.3% organic burden | time until neutralization | 2 |  |  | 3.01 | LR | 0.28999999999999998 | 1 standard deviation |  |  |  | 3 |  | 100 | uL | 0.1 | mL | [6 empty] | 0.27701 | uL/cm^2
Zhang 2016 Effects of electrolyzed oxidizing water on ictivation of Bacillus subtilis and Bacillus cereus spores in suspension and on carriers | 0.3% organics (tryptone, bovine serum albumin, bovine mucin) | Liquid | CFU | 10000000 |  |  | 3.61 | cm^2 | 0.000361 | m^2 |  |  |  | 120 | FAC ppm (FAC mg/L) |  |  |  | 25 |  | 50 | stainless steel + 0.3% organic burden | time until neutralization | 2 |  |  | 3.71 | LR | 0.39 | 1 standard deviation |  |  |  | 3 |  | 100 | uL | 0.1 | mL | [6 empty] | 0.27701 | uL/cm^2
Zhang 2016 Effects of electrolyzed oxidizing water on ictivation of Bacillus subtilis and Bacillus cereus spores in suspension and on carriers | 0.3% organics (tryptone, bovine serum albumin, bovine mucin) | Liquid | CFU | 10000000 |  |  | 3.61 | cm^2 | 0.000361 | m^2 |  |  |  | 60 | FAC ppm (FAC mg/L) |  |  |  | 25 |  | 50 | stainless steel + 0.3% organic burden | time until neutralization | 3 |  |  | 1.5 | LR | 0.37 | 1 standard deviation |  |  |  | 3 |  | 100 | uL | 0.1 | mL | [6 empty] | 0.27701 | uL/cm^2
Zhang 2016 Effects of electrolyzed oxidizing water on ictivation of Bacillus subtilis and Bacillus cereus spores in suspension and on carriers | 0.3% organics (tryptone, bovine serum albumin, bovine mucin) | Liquid | CFU | 10000000 |  |  | 3.61 | cm^2 | 0.000361 | m^2 |  |  |  | 80 | FAC ppm (FAC mg/L) |  |  |  | 25 |  | 50 | stainless steel + 0.3% organic burden | time until neutralization | 3 |  |  | 3.65 | LR | 0.28999999999999998 | 1 standard deviation |  |  |  | 3 |  | 100 | uL | 0.1 | mL | [6 empty] | 0.27701 | uL/cm^2
Zhang 2016 Effects of electrolyzed oxidizing water on ictivation of Bacillus subtilis and Bacillus cereus spores in suspension and on carriers | 0.3% organics (tryptone, bovine serum albumin, bovine mucin) | Liquid | CFU | 10000000 |  |  | 3.61 | cm^2 | 0.000361 | m^2 |  |  |  | 100 | FAC ppm (FAC mg/L) |  |  |  | 25 |  | 50 | stainless steel + 0.3% organic burden | time until neutralization | 3 |  |  | 3.85 | LR | 0.06 | 1 standard deviation |  |  |  | 3 |  | 100 | uL | 0.1 | mL | [6 empty] | 0.27701 | uL/cm^2
Zhang 2016 Effects of electrolyzed oxidizing water on ictivation of Bacillus subtilis and Bacillus cereus spores in suspension and on carriers | 0.3% organics (tryptone, bovine serum albumin, bovine mucin) | Liquid | CFU | 10000000 |  |  | 3.61 | cm^2 | 0.000361 | m^2 |  |  |  | 120 | FAC ppm (FAC mg/L) |  |  |  | 25 |  | 50 | stainless steel + 0.3% organic burden | time until neutralization | 3 |  |  | 4.17 | LR | 0.09 | 1 standard deviation |  |  |  | 3 |  | 100 | uL | 0.1 | mL | [6 empty] | 0.27701 | uL/cm^2
Zhang 2016 Effects of electrolyzed oxidizing water on ictivation of Bacillus subtilis and Bacillus cereus spores in suspension and on carriers | 0.3% organics (tryptone, bovine serum albumin, bovine mucin) | Liquid | CFU | 10000000 |  |  | 3.61 | cm^2 | 0.000361 | m^2 |  |  |  | 60 | FAC ppm (FAC mg/L) |  |  |  | 25 |  | 50 | stainless steel + 0.3% organic burden | time until neutralization | 3 |  |  | 1.86 | LR | 0.11 | 1 standard deviation |  |  |  | 3 |  | 100 | uL | 0.1 | mL | [6 empty] | 0.27701 | uL/cm^2
Zhang 2016 Effects of electrolyzed oxidizing water on ictivation of Bacillus subtilis and Bacillus cereus spores in suspension and on carriers | 0.3% organics (tryptone, bovine serum albumin, bovine mucin) | Liquid | CFU | 10000000 |  |  | 3.61 | cm^2 | 0.000361 | m^2 |  |  |  | 80 | FAC ppm (FAC mg/L) |  |  |  | 25 |  | 50 | stainless steel + 0.3% organic burden | time until neutralization | 3 |  |  | 3.44 | LR | 0.37 | 1 standard deviation |  |  |  | 3 |  | 100 | uL | 0.1 | mL | [6 empty] | 0.27701 | uL/cm^2
Zhang 2016 Effects of electrolyzed oxidizing water on ictivation of Bacillus subtilis and Bacillus cereus spores in suspension and on carriers | 0.3% organics (tryptone, bovine serum albumin, bovine mucin) | Liquid | CFU | 10000000 |  |  | 3.61 | cm^2 | 0.000361 | m^2 |  |  |  | 100 | FAC ppm (FAC mg/L) |  |  |  | 25 |  | 50 | stainless steel + 0.3% organic burden | time until neutralization | 3 |  |  | 3.77 | LR | 0.39 | 1 standard deviation |  |  |  | 3 |  | 100 | uL | 0.1 | mL | [6 empty] | 0.27701 | uL/cm^2
Zhang 2016 Effects of electrolyzed oxidizing water on ictivation of Bacillus subtilis and Bacillus cereus spores in suspension and on carriers | 0.3% organics (tryptone, bovine serum albumin, bovine mucin) | Liquid | CFU | 10000000 |  |  | 3.61 | cm^2 | 0.000361 | m^2 |  |  |  | 120 | FAC ppm (FAC mg/L) |  |  |  | 25 |  | 50 | stainless steel + 0.3% organic burden | time until neutralization | 3 |  |  | 3.82 | LR | 0.3 | 1 standard deviation |  |  |  | 3 |  | 100 | uL | 0.1 | mL | [6 empty] | 0.27701 | uL/cm^2
Frazer 2013 Sporicidal efficacy of pH-adjusted bleach for control of bioburden on production facility surfaces |  | Liquid | CFU | 10000000 |  |  | 56.25 | cm^2 | 0.005625 | m^2 |  |  |  | 0.17 | wt% OCl |  |  |  | 25 |  | 50 | ambiguous surface | time before neutralization | 0.5 |  | > | 5.6 | LR | [5 empty] | 2 |  | 0.25 | mL | 0.25 | mL | [6 empty] | 0.044444 | mL/cm^2 |  |  |  | 0 | 5.6
Frazer 2013 Sporicidal efficacy of pH-adjusted bleach for control of bioburden on production facility surfaces |  | Liquid | CFU | 10000000 |  |  | 56.25 | cm^2 | 0.005625 | m^2 |  |  |  | 0.085 | wt% OCl |  |  |  | 25 |  | 50 | ambiguous surface | time before neutralization | 0.5 |  |  | 5.2 | LR | [5 empty] | 2 |  | 0.25 | mL | 0.25 | mL | [6 empty] | 0.044444 | mL/cm^2
Frazer 2013 Sporicidal efficacy of pH-adjusted bleach for control of bioburden on production facility surfaces |  | Liquid | CFU | 10000000 |  |  | 56.25 | cm^2 | 0.005625 | m^2 |  |  |  | 0.042 | wt% OCl |  |  |  | 25 |  | 50 | ambiguous surface | time before neutralization | 0.5 |  |  | 1.4 | LR | [5 empty] | 2 |  | 0.25 | mL | 0.25 | mL | [6 empty] | 0.044444 | mL/cm^2
Frazer 2013 Sporicidal efficacy of pH-adjusted bleach for control of bioburden on production facility surfaces |  | Liquid | CFU | 10000000 |  |  | 56.25 | cm^2 | 0.005625 | m^2 |  |  |  | 0.021 | wt% OCl |  |  |  | 25 |  | 50 | ambiguous surface | time before neutralization | 0.5 |  |  | 0.3 | LR | [5 empty] | 2 |  | 0.25 | mL | 0.25 | mL | [6 empty] | 0.044444 | mL/cm^2
Frazer 2013 Sporicidal efficacy of pH-adjusted bleach for control of bioburden on production facility surfaces |  | Liquid | CFU | 10000000 |  |  | 56.25 | cm^2 | 0.005625 | m^2 |  |  |  | 0.29 | wt% OCl |  |  |  | 25 |  | 50 | stainless steel | time before neutralization | 0.5 |  | > | 5.4 | LR | [5 empty] | 2 |  | 0.25 | mL | 0.25 | mL | [5 empty] | steel | 0.044444 | mL/cm^2 |  |  |  | 0 | 5.4
Frazer 2013 Sporicidal efficacy of pH-adjusted bleach for control of bioburden on production facility surfaces |  | Liquid | CFU | 10000000 |  |  | 56.25 | cm^2 | 0.005625 | m^2 |  |  |  | 0.29 | wt% OCl |  |  |  | 25 |  | 50 | stainless steel | time before neutralization | 0.5 |  | > | 5.5 | LR | [5 empty] | 2 |  | 0.25 | mL | 0.25 | mL | [5 empty] | steel | 0.044444 | mL/cm^2 |  |  |  | 0 | 5.5
Frazer 2013 Sporicidal efficacy of pH-adjusted bleach for control of bioburden on production facility surfaces |  | Liquid | CFU | 10000000 |  |  | 56.25 | cm^2 | 0.005625 | m^2 |  |  |  | 0.29 | wt% OCl |  |  |  | 25 |  | 50 | stainless steel | time before neutralization | 0.5 |  | > | 5.5 | LR | [5 empty] | 2 |  | 0.25 | mL | 0.25 | mL | [5 empty] | steel | 0.044444 | mL/cm^2 |  |  |  | 0 | 5.5
Frazer 2013 Sporicidal efficacy of pH-adjusted bleach for control of bioburden on production facility surfaces |  | Liquid | CFU | 10000000 |  |  | 56.25 | cm^2 | 0.005625 | m^2 |  |  |  | 0.29 | wt% OCl |  |  |  | 25 |  | 50 | polycarbote | time before neutralization | 0.5 |  | > | 5.5 | LR | [5 empty] | 2 |  | 0.25 | mL | 0.25 | mL | [6 empty] | 0.044444 | mL/cm^2 |  |  |  | 0 | 5.5
Frazer 2013 Sporicidal efficacy of pH-adjusted bleach for control of bioburden on production facility surfaces |  | Liquid | CFU | 10000000 |  |  | 56.25 | cm^2 | 0.005625 | m^2 |  |  |  | 0.29 | wt% OCl |  |  |  | 25 |  | 50 | stainless steel | time before neutralization | 0.5 |  | > | 5.5 | LR | [5 empty] | 2 |  | 0.25 | mL | 0.25 | mL | [5 empty] | steel | 0.044444 | mL/cm^2 |  |  |  | 0 | 5.5
Frazer 2013 Sporicidal efficacy of pH-adjusted bleach for control of bioburden on production facility surfaces |  | Liquid | CFU | 10000000 |  |  | 56.25 | cm^2 | 0.005625 | m^2 |  |  |  | 0.29 | wt% OCl |  |  |  | 25 |  | 50 | stainless steel | time before neutralization | 0.5 |  | > | 5.6 | LR | [5 empty] | 2 |  | 0.25 | mL | 0.25 | mL | [5 empty] | steel | 0.044444 | mL/cm^2 |  |  |  | 0 | 5.6
Frazer 2013 Sporicidal efficacy of pH-adjusted bleach for control of bioburden on production facility surfaces |  | Liquid | CFU | 10000000 |  |  | 56.25 | cm^2 | 0.005625 | m^2 |  |  |  | 0.29 | wt% OCl |  |  |  | 25 |  | 50 | stainless steel | time before neutralization | 0.5 |  | > | 5.4 | LR | [5 empty] | 2 |  | 0.25 | mL | 0.25 | mL | [5 empty] | steel | 0.044444 | mL/cm^2 |  |  |  | 0 | 5.4
Frazer 2013 Sporicidal efficacy of pH-adjusted bleach for control of bioburden on production facility surfaces |  | Liquid | CFU | 10000000 |  |  | 56.25 | cm^2 | 0.005625 | m^2 |  |  |  | 0.29 | wt% OCl |  |  |  | 25 |  | 50 | stainless steel | time before neutralization | 0.5 |  | > | 5.6 | LR | [5 empty] | 2 |  | 0.25 | mL | 0.25 | mL | [5 empty] | steel | 0.044444 | mL/cm^2 |  |  |  | 0 | 5.6
Frazer 2013 Sporicidal efficacy of pH-adjusted bleach for control of bioburden on production facility surfaces |  | Liquid | CFU | 10000000 |  |  | 56.25 | cm^2 | 0.005625 | m^2 |  |  |  | 0.29 | wt% OCl |  |  |  | 25 |  | 50 | stainless steel | time before neutralization | 0.5 |  | > | 5.6 | LR | [5 empty] | 2 |  | 0.25 | mL | 0.25 | mL | [5 empty] | steel | 0.044444 | mL/cm^2 |  |  |  | 0 | 5.6
Frazer 2013 Sporicidal efficacy of pH-adjusted bleach for control of bioburden on production facility surfaces |  | Liquid | CFU | 10000000 |  |  | 56.25 | cm^2 | 0.005625 | m^2 |  |  |  | 0.5 | wt% OCl |  |  |  | 25 |  | 50 | ambiguous surface | time before neutralization | 0.5 |  | > | 5.5 | LR | [5 empty] | 2 |  | 0.25 | mL | 0.25 | mL | [6 empty] | 0.044444 | mL/cm^2 |  |  |  | 0 | 5.5
Frazer 2013 Sporicidal efficacy of pH-adjusted bleach for control of bioburden on production facility surfaces |  | Liquid | CFU | 10000000 |  |  | 56.25 | cm^2 | 0.005625 | m^2 |  |  |  | 0.5 | wt% OCl |  |  |  | 25 |  | 50 | ambiguous surface | time before neutralization | 0.5 |  | > | 5.6 | LR | [5 empty] | 2 |  | 0.25 | mL | 0.25 | mL | [6 empty] | 0.044444 | mL/cm^2 |  |  |  | 0 | 5.6
Frazer 2013 Sporicidal efficacy of pH-adjusted bleach for control of bioburden on production facility surfaces |  | Liquid | CFU | 10000000 |  |  | 56.25 | cm^2 | 0.005625 | m^2 |  |  |  | 0.5 | wt% OCl |  |  |  | 25 |  | 50 | ambiguous surface | time before neutralization | 0.5 |  | > | 5.6 | LR | [5 empty] | 2 |  | 0.25 | mL | 0.25 | mL | [6 empty] | 0.044444 | mL/cm^2 |  |  |  | 0 | 5.6
Frazer 2013 Sporicidal efficacy of pH-adjusted bleach for control of bioburden on production facility surfaces |  | Liquid | CFU | 10000000 |  |  | 56.25 | cm^2 | 0.005625 | m^2 |  |  |  | 0.5 | wt% OCl |  |  |  | 25 |  | 50 | ambiguous surface | time before neutralization | 0.5 |  | > | 5.6 | LR | [5 empty] | 2 |  | 0.25 | mL | 0.25 | mL | [6 empty] | 0.044444 | mL/cm^2 |  |  |  | 0 | 5.6
Frazer 2013 Sporicidal efficacy of pH-adjusted bleach for control of bioburden on production facility surfaces |  | Liquid | CFU | 10000000 |  |  | 56.25 | cm^2 | 0.005625 | m^2 |  |  |  | 0.5 | wt% OCl |  |  |  | 25 |  | 50 | ambiguous surface | time before neutralization | 0.5 |  | > | 5.6 | LR | [5 empty] | 2 |  | 0.25 | mL | 0.25 | mL | [6 empty] | 0.044444 | mL/cm^2 |  |  |  | 0 | 5.6
Frazer 2013 Sporicidal efficacy of pH-adjusted bleach for control of bioburden on production facility surfaces |  | Liquid | CFU | 10000000 |  |  | 56.25 | cm^2 | 0.005625 | m^2 |  |  |  | 0.5 | wt% OCl |  |  |  | 25 |  | 50 | ambiguous surface | time before neutralization | 0.5 |  | > | 5.7 | LR | [5 empty] | 2 |  | 0.25 | mL | 0.25 | mL | [6 empty] | 0.044444 | mL/cm^2 |  |  |  | 0 | 5.7
Frazer 2013 Sporicidal efficacy of pH-adjusted bleach for control of bioburden on production facility surfaces |  | Liquid | CFU | 10000000 |  |  | 56.25 | cm^2 | 0.005625 | m^2 |  |  |  | 0.5 | wt% OCl |  |  |  | 25 |  | 50 | ambiguous surface | time before neutralization | 0.5 |  |  | 4.8 | LR | [5 empty] | 2 |  | 0.25 | mL | 0.25 | mL | [6 empty] | 0.044444 | mL/cm^2
Frazer 2013 Sporicidal efficacy of pH-adjusted bleach for control of bioburden on production facility surfaces |  | Liquid | CFU | 10000000 |  |  | 56.25 | cm^2 | 0.005625 | m^2 |  |  |  | 0.5 | wt% OCl |  |  |  | 25 |  | 50 | ambiguous surface | time before neutralization | 0.5 |  | > | 5.5 | LR | [5 empty] | 2 |  | 0.25 | mL | 0.25 | mL | [6 empty] | 0.044444 | mL/cm^2 |  |  |  | 0 | 5.5
Frazer 2013 Sporicidal efficacy of pH-adjusted bleach for control of bioburden on production facility surfaces |  | Liquid | CFU | 10000000 |  |  | 56.25 | cm^2 | 0.005625 | m^2 |  |  |  | 0.5 | wt% OCl |  |  |  | 25 |  | 50 | ambiguous surface | time before neutralization | 0.5 |  | > | 5.6 | LR | [5 empty] | 2 |  | 0.25 | mL | 0.25 | mL | [6 empty] | 0.044444 | mL/cm^2 |  |  |  | 0 | 5.6
Frazer 2013 Sporicidal efficacy of pH-adjusted bleach for control of bioburden on production facility surfaces |  | Liquid | CFU | 10000000 |  |  | 56.25 | cm^2 | 0.005625 | m^2 |  |  |  | 0.5 | wt% OCl |  |  |  | 25 |  | 50 | ambiguous surface | time before neutralization | 0.5 |  | > | 5.6 | LR | [5 empty] | 2 |  | 0.25 | mL | 0.25 | mL | [6 empty] | 0.044444 | mL/cm^2 |  |  |  | 0 | 5.6
Frazer 2013 Sporicidal efficacy of pH-adjusted bleach for control of bioburden on production facility surfaces |  | Liquid | CFU | 10000000 |  |  | 56.25 | cm^2 | 0.005625 | m^2 |  |  |  | 0.5 | wt% OCl |  |  |  | 25 |  | 50 | ambiguous surface | time before neutralization | 0.5 |  | > | 5.6 | LR | [5 empty] | 2 |  | 0.25 | mL | 0.25 | mL | [6 empty] | 0.044444 | mL/cm^2 |  |  |  | 0 | 5.6
Frazer 2013 Sporicidal efficacy of pH-adjusted bleach for control of bioburden on production facility surfaces |  | Liquid | CFU | 2100000000 |  |  | 56.25 | cm^2 | 0.005625 | m^2 |  |  |  | 0.5 | wt% OCl |  |  |  | 25 |  | 50 | ambiguous surface | time before neutralization | 0.5 |  | > | 5.6 | LR | [5 empty] | 2 |  | 0.25 | mL | 0.25 | mL | [6 empty] | 0.044444 | mL/cm^2 |  |  |  | 0 | 5.6
Frazer 2013 Sporicidal efficacy of pH-adjusted bleach for control of bioburden on production facility surfaces |  | Liquid | CFU | 2100000000 |  |  | 56.25 | cm^2 | 0.005625 | m^2 |  |  |  | 0.5 | wt% OCl |  |  |  | 25 |  | 50 | ambiguous surface | time before neutralization | 0.5 |  | > | 5.7 | LR | [5 empty] | 2 |  | 0.25 | mL | 0.25 | mL | [6 empty] | 0.044444 | mL/cm^2 |  |  |  | 0 | 5.7
Frazer 2013 Sporicidal efficacy of pH-adjusted bleach for control of bioburden on production facility surfaces |  | Liquid | CFU | 2100000000 |  |  | 56.25 | cm^2 | 0.005625 | m^2 |  |  |  | 0.5 | wt% OCl |  |  |  | 25 |  | 50 | ambiguous surface | time before neutralization | 0.5 |  | > | 5.4 | LR | [5 empty] | 2 |  | 0.25 | mL | 0.25 | mL | [6 empty] | 0.044444 | mL/cm^2 |  |  |  | 0 | 5.4
Frazer 2013 Sporicidal efficacy of pH-adjusted bleach for control of bioburden on production facility surfaces |  | Liquid | CFU | 2100000000 |  |  | 56.25 | cm^2 | 0.005625 | m^2 |  |  |  | 0.5 | wt% OCl |  |  |  | 25 |  | 50 | ambiguous surface | time before neutralization | 5 |  |  | 0.5 | LR | [5 empty] | 2 |  | 0.25 | mL | 0.25 | mL | [6 empty] | 0.044444 | mL/cm^2
Frazer 2013 Sporicidal efficacy of pH-adjusted bleach for control of bioburden on production facility surfaces |  | Liquid | CFU | 2100000000 |  |  | 56.25 | cm^2 | 0.005625 | m^2 |  |  |  | 0.5 | wt% OCl |  |  |  | 25 |  | 50 | ambiguous surface | time before neutralization | 5 |  |  | 0.4 | LR | [5 empty] | 2 |  | 0.25 | mL | 0.25 | mL | [6 empty] | 0.044444 | mL/cm^2
Frazer 2013 Sporicidal efficacy of pH-adjusted bleach for control of bioburden on production facility surfaces |  | Liquid | CFU | 2100000000 |  |  | 56.25 | cm^2 | 0.005625 | m^2 |  |  |  | 0.5 | wt% OCl |  |  |  | 25 |  | 50 | ambiguous surface | time before neutralization | 5 |  |  | 0.6 | LR | [5 empty] | 2 |  | 0.25 | mL | 0.25 | mL | [6 empty] | 0.044444 | mL/cm^2
Frazer 2013 Sporicidal efficacy of pH-adjusted bleach for control of bioburden on production facility surfaces |  | Liquid | CFU | 2100000000 |  |  | 56.25 | cm^2 | 0.005625 | m^2 |  |  |  | 0.5 | wt% OCl |  |  |  | 25 |  | 50 | ambiguous surface | time before neutralization | 5 |  |  | 0.7 | LR | [5 empty] | 2 |  | 0.25 | mL | 0.25 | mL | [6 empty] | 0.044444 | mL/cm^2
Frazer 2013 Sporicidal efficacy of pH-adjusted bleach for control of bioburden on production facility surfaces |  | Liquid | CFU | 2100000000 |  |  | 56.25 | cm^2 | 0.005625 | m^2 |  |  |  | 0.5 | wt% OCl |  |  |  | 25 |  | 50 | ambiguous surface | time before neutralization | 5 |  |  | 0.7 | LR | [5 empty] | 2 |  | 0.25 | mL | 0.25 | mL | [6 empty] | 0.044444 | mL/cm^2
Frazer 2013 Sporicidal efficacy of pH-adjusted bleach for control of bioburden on production facility surfaces |  | Liquid | CFU | 2100000000 |  |  | 56.25 | cm^2 | 0.005625 | m^2 |  |  |  | 0.5 | wt% OCl |  |  |  | 25 |  | 50 | ambiguous surface | time before neutralization | 5 |  |  | 0.8 | LR | [5 empty] | 2 |  | 0.25 | mL | 0.25 | mL | [6 empty] | 0.044444 | mL/cm^2
Frazer 2013 Sporicidal efficacy of pH-adjusted bleach for control of bioburden on production facility surfaces |  | Liquid | CFU | 2100000000 |  |  | 56.25 | cm^2 | 0.005625 | m^2 |  |  |  | 0.5 | wt% OCl |  |  |  | 25 |  | 50 | ambiguous surface | time before neutralization | 5 |  |  | 1.4 | LR | [5 empty] | 2 |  | 0.25 | mL | 0.25 | mL | [6 empty] | 0.044444 | mL/cm^2
Frazer 2013 Sporicidal efficacy of pH-adjusted bleach for control of bioburden on production facility surfaces |  | Liquid | CFU | 2100000000 |  |  | 56.25 | cm^2 | 0.005625 | m^2 |  |  |  | 0.5 | wt% OCl |  |  |  | 25 |  | 50 | ambiguous surface | time before neutralization | 10 |  | > | 4.6 | LR | [5 empty] | 2 |  | 0.25 | mL | 0.25 | mL | [6 empty] | 0.044444 | mL/cm^2 |  |  |  | 0 | 4.6
Frazer 2013 Sporicidal efficacy of pH-adjusted bleach for control of bioburden on production facility surfaces |  | Liquid | CFU | 2100000000 |  |  | 56.25 | cm^2 | 0.005625 | m^2 |  |  |  | 0.5 | wt% OCl |  |  |  | 25 |  | 50 | ambiguous surface | time before neutralization | 10 |  |  | 4.6 | LR | [5 empty] | 2 |  | 0.25 | mL | 0.25 | mL | [6 empty] | 0.044444 | mL/cm^2
Frazer 2013 Sporicidal efficacy of pH-adjusted bleach for control of bioburden on production facility surfaces |  | Liquid | CFU | 100000000 |  |  | 56.25 | cm^2 | 0.005625 | m^2 |  |  |  | 0.5 | wt% OCl |  |  |  | 25 |  | 50 | ambiguous surface | time before neutralization | 10 |  |  | 3.8 | LR | [5 empty] | 2 |  | 0.25 | mL | 0.25 | mL | [6 empty] | 0.044444 | mL/cm^2
Frazer 2013 Sporicidal efficacy of pH-adjusted bleach for control of bioburden on production facility surfaces |  | Liquid | CFU | 100000000 |  |  | 56.25 | cm^2 | 0.005625 | m^2 |  |  |  | 0.5 | wt% OCl |  |  |  | 25 |  | 50 | ambiguous surface | time before neutralization | 10 |  | > | 5.6 | LR | [5 empty] | 2 |  | 0.25 | mL | 0.25 | mL | [6 empty] | 0.044444 | mL/cm^2 |  |  |  | 0 | 5.6
Frazer 2013 Sporicidal efficacy of pH-adjusted bleach for control of bioburden on production facility surfaces |  | Liquid | CFU | 100000000 |  |  | 56.25 | cm^2 | 0.005625 | m^2 |  |  |  | 0.5 | wt% OCl |  |  |  | 25 |  | 50 | ambiguous surface | time before neutralization | 10 |  |  | 5.1 | LR | [5 empty] | 2 |  | 0.25 | mL | 0.25 | mL | [6 empty] | 0.044444 | mL/cm^2
Frazer 2013 Sporicidal efficacy of pH-adjusted bleach for control of bioburden on production facility surfaces |  | Liquid | CFU | 100000000 |  |  | 56.25 | cm^2 | 0.005625 | m^2 |  |  |  | 0.5 | wt% OCl |  |  |  | 25 |  | 50 | ambiguous surface | time before neutralization | 10 |  | > | 5.3 | LR | [5 empty] | 2 |  | 0.25 | mL | 0.25 | mL | [6 empty] | 0.044444 | mL/cm^2 |  |  |  | 0 | 5.3
Frazer 2013 Sporicidal efficacy of pH-adjusted bleach for control of bioburden on production facility surfaces |  | Liquid | CFU | 100000000 |  |  | 56.25 | cm^2 | 0.005625 | m^2 |  |  |  | 0.5 | wt% OCl |  |  |  | 25 |  | 50 | ambiguous surface | time before neutralization | 10 |  | > | 5.2 | LR | [5 empty] | 2 |  | 0.25 | mL | 0.25 | mL | [6 empty] | 0.044444 | mL/cm^2 |  |  |  | 0 | 5.2
Choi 2015 Effect of thiamine dilaurylsulfate against Escherichia coli O157:H7, Salmonella Typhimurium, Listeria monocytogenes and Bacillus cereus spores in custard cream |  | Liquid | CFU/g | 100000000 |  |  | 25 | g | [5 empty] | 0.1 | wt% |  |  |  | 4 |  | 50 | custard cream | steady-state conditions | 1440 |  |  | 0 | LR | error bars on graph |  |  |  |  | 6 | [12 empty] | /g
Choi 2015 Effect of thiamine dilaurylsulfate against Escherichia coli O157:H7, Salmonella Typhimurium, Listeria monocytogenes and Bacillus cereus spores in custard cream |  | Liquid | CFU/g | 100000000 |  |  | 25 | g | [5 empty] | 0.5 | wt% |  |  |  | 4 |  | 50 | custard cream | steady-state conditions | 1440 |  |  | 0 | LR | error bars on graph |  |  |  |  | 6 | [12 empty] | /g
Choi 2015 Effect of thiamine dilaurylsulfate against Escherichia coli O157:H7, Salmonella Typhimurium, Listeria monocytogenes and Bacillus cereus spores in custard cream |  | Liquid | CFU/g | 100000000 |  |  | 25 | g | [5 empty] | 1 | wt% |  |  |  | 4 |  | 50 | custard cream | steady-state conditions | 1440 |  |  | 0 | LR | error bars on graph |  |  |  |  | 6 | [12 empty] | /g
Choi 2015 Effect of thiamine dilaurylsulfate against Escherichia coli O157:H7, Salmonella Typhimurium, Listeria monocytogenes and Bacillus cereus spores in custard cream |  | Liquid | CFU/g | 100000000 |  |  | 25 | g | [5 empty] | 2 | wt% |  |  |  | 4 |  | 50 | custard cream | steady-state conditions | 1440 |  |  | 0 | LR | error bars on graph |  |  |  |  | 6 | [12 empty] | /g
Choi 2015 Effect of thiamine dilaurylsulfate against Escherichia coli O157:H7, Salmonella Typhimurium, Listeria monocytogenes and Bacillus cereus spores in custard cream |  | Liquid | CFU/g | 100000000 |  |  | 25 | g | [5 empty] | 0.1 | wt% |  |  |  | 4 |  | 50 | custard cream | steady-state conditions | 4320 |  |  | 0 | LR | error bars on graph |  |  |  |  | 6 | [12 empty] | /g
Choi 2015 Effect of thiamine dilaurylsulfate against Escherichia coli O157:H7, Salmonella Typhimurium, Listeria monocytogenes and Bacillus cereus spores in custard cream |  | Liquid | CFU/g | 100000000 |  |  | 25 | g | [5 empty] | 0.5 | wt% |  |  |  | 4 |  | 50 | custard cream | steady-state conditions | 4320 |  |  | 0 | LR | error bars on graph |  |  |  |  | 6 | [12 empty] | /g
Choi 2015 Effect of thiamine dilaurylsulfate against Escherichia coli O157:H7, Salmonella Typhimurium, Listeria monocytogenes and Bacillus cereus spores in custard cream |  | Liquid | CFU/g | 100000000 |  |  | 25 | g | [5 empty] | 1 | wt% |  |  |  | 4 |  | 50 | custard cream | steady-state conditions | 4320 |  |  | 0 | LR | error bars on graph |  |  |  |  | 6 | [12 empty] | /g
Choi 2015 Effect of thiamine dilaurylsulfate against Escherichia coli O157:H7, Salmonella Typhimurium, Listeria monocytogenes and Bacillus cereus spores in custard cream |  | Liquid | CFU/g | 100000000 |  |  | 25 | g | [5 empty] | 2 | wt% |  |  |  | 4 |  | 50 | custard cream | steady-state conditions | 4320 |  |  | 0 | LR | error bars on graph |  |  |  |  | 6 | [12 empty] | /g
Choi 2015 Effect of thiamine dilaurylsulfate against Escherichia coli O157:H7, Salmonella Typhimurium, Listeria monocytogenes and Bacillus cereus spores in custard cream |  | Liquid | CFU/g | 100000000 |  |  | 25 | g | [5 empty] | 0.1 | wt% |  |  |  | 4 |  | 50 | custard cream | steady-state conditions | 7200 |  |  | 0 | LR | error bars on graph |  |  |  |  | 6 | [12 empty] | /g
Choi 2015 Effect of thiamine dilaurylsulfate against Escherichia coli O157:H7, Salmonella Typhimurium, Listeria monocytogenes and Bacillus cereus spores in custard cream |  | Liquid | CFU/g | 100000000 |  |  | 25 | g | [5 empty] | 0.5 | wt% |  |  |  | 4 |  | 50 | custard cream | steady-state conditions | 7200 |  |  | 0 | LR | error bars on graph |  |  |  |  | 6 | [12 empty] | /g
Choi 2015 Effect of thiamine dilaurylsulfate against Escherichia coli O157:H7, Salmonella Typhimurium, Listeria monocytogenes and Bacillus cereus spores in custard cream |  | Liquid | CFU/g | 100000000 |  |  | 25 | g | [5 empty] | 1 | wt% |  |  |  | 4 |  | 50 | custard cream | steady-state conditions | 7200 |  |  | 0 | LR | error bars on graph |  |  |  |  | 6 | [12 empty] | /g
Choi 2015 Effect of thiamine dilaurylsulfate against Escherichia coli O157:H7, Salmonella Typhimurium, Listeria monocytogenes and Bacillus cereus spores in custard cream |  | Liquid | CFU/g | 100000000 |  |  | 25 | g | [5 empty] | 2 | wt% |  |  |  | 4 |  | 50 | custard cream | steady-state conditions | 7200 |  |  | 0 | LR | error bars on graph |  |  |  |  | 6 | [12 empty] | /g
Choi 2015 Effect of thiamine dilaurylsulfate against Escherichia coli O157:H7, Salmonella Typhimurium, Listeria monocytogenes and Bacillus cereus spores in custard cream |  | Liquid | CFU/g | 100000000 |  |  | 25 | g | [5 empty] | 0.1 | wt% |  |  |  | 25 |  | 50 | custard cream | steady-state conditions | 1440 |  |  | 0 | LR | error bars on graph |  |  |  |  | 6 | [12 empty] | /g
Choi 2015 Effect of thiamine dilaurylsulfate against Escherichia coli O157:H7, Salmonella Typhimurium, Listeria monocytogenes and Bacillus cereus spores in custard cream |  | Liquid | CFU/g | 100000000 |  |  | 25 | g | [5 empty] | 0.5 | wt% |  |  |  | 25 |  | 50 | custard cream | steady-state conditions | 1440 |  |  | 0 | LR | error bars on graph |  |  |  |  | 6 | [12 empty] | /g
Choi 2015 Effect of thiamine dilaurylsulfate against Escherichia coli O157:H7, Salmonella Typhimurium, Listeria monocytogenes and Bacillus cereus spores in custard cream |  | Liquid | CFU/g | 100000000 |  |  | 25 | g | [5 empty] | 1 | wt% |  |  |  | 25 |  | 50 | custard cream | steady-state conditions | 1440 |  |  | 0 | LR | error bars on graph |  |  |  |  | 6 | [12 empty] | /g
Choi 2015 Effect of thiamine dilaurylsulfate against Escherichia coli O157:H7, Salmonella Typhimurium, Listeria monocytogenes and Bacillus cereus spores in custard cream |  | Liquid | CFU/g | 100000000 |  |  | 25 | g | [5 empty] | 2 | wt% |  |  |  | 25 |  | 50 | custard cream | steady-state conditions | 1440 |  |  | 0 | LR | error bars on graph |  |  |  |  | 6 | [12 empty] | /g
Choi 2015 Effect of thiamine dilaurylsulfate against Escherichia coli O157:H7, Salmonella Typhimurium, Listeria monocytogenes and Bacillus cereus spores in custard cream |  | Liquid | CFU/g | 100000000 |  |  | 25 | g | [5 empty] | 0.1 | wt% |  |  |  | 25 |  | 50 | custard cream | steady-state conditions | 4320 |  |  | 0 | LR | error bars on graph |  |  |  |  | 6 | [12 empty] | /g
Choi 2015 Effect of thiamine dilaurylsulfate against Escherichia coli O157:H7, Salmonella Typhimurium, Listeria monocytogenes and Bacillus cereus spores in custard cream |  | Liquid | CFU/g | 100000000 |  |  | 25 | g | [5 empty] | 0.5 | wt% |  |  |  | 25 |  | 50 | custard cream | steady-state conditions | 4320 |  |  | 0 | LR | error bars on graph |  |  |  |  | 6 | [12 empty] | /g
Choi 2015 Effect of thiamine dilaurylsulfate against Escherichia coli O157:H7, Salmonella Typhimurium, Listeria monocytogenes and Bacillus cereus spores in custard cream |  | Liquid | CFU/g | 100000000 |  |  | 25 | g | [5 empty] | 1 | wt% |  |  |  | 25 |  | 50 | custard cream | steady-state conditions | 4320 |  |  | 0 | LR | error bars on graph |  |  |  |  | 6 | [12 empty] | /g
Choi 2015 Effect of thiamine dilaurylsulfate against Escherichia coli O157:H7, Salmonella Typhimurium, Listeria monocytogenes and Bacillus cereus spores in custard cream |  | Liquid | CFU/g | 100000000 |  |  | 25 | g | [5 empty] | 2 | wt% |  |  |  | 25 |  | 50 | custard cream | steady-state conditions | 4320 |  |  | 0 | LR | error bars on graph |  |  |  |  | 6 | [12 empty] | /g
Choi 2015 Effect of thiamine dilaurylsulfate against Escherichia coli O157:H7, Salmonella Typhimurium, Listeria monocytogenes and Bacillus cereus spores in custard cream |  | Liquid | CFU/g | 100000000 |  |  | 25 | g | [5 empty] | 0.1 | wt% |  |  |  | 25 |  | 50 | custard cream | steady-state conditions | 7200 |  |  | 0 | LR | error bars on graph |  |  |  |  | 6 | [12 empty] | /g
Choi 2015 Effect of thiamine dilaurylsulfate against Escherichia coli O157:H7, Salmonella Typhimurium, Listeria monocytogenes and Bacillus cereus spores in custard cream |  | Liquid | CFU/g | 100000000 |  |  | 25 | g | [5 empty] | 0.5 | wt% |  |  |  | 25 |  | 50 | custard cream | steady-state conditions | 7200 |  |  | 0 | LR | error bars on graph |  |  |  |  | 6 | [12 empty] | /g
Choi 2015 Effect of thiamine dilaurylsulfate against Escherichia coli O157:H7, Salmonella Typhimurium, Listeria monocytogenes and Bacillus cereus spores in custard cream |  | Liquid | CFU/g | 100000000 |  |  | 25 | g | [5 empty] | 1 | wt% |  |  |  | 25 |  | 50 | custard cream | steady-state conditions | 7200 |  |  | 0 | LR | error bars on graph |  |  |  |  | 6 | [12 empty] | /g
Choi 2015 Effect of thiamine dilaurylsulfate against Escherichia coli O157:H7, Salmonella Typhimurium, Listeria monocytogenes and Bacillus cereus spores in custard cream |  | Liquid | CFU/g | 100000000 |  |  | 25 | g | [5 empty] | 2 | wt% |  |  |  | 25 |  | 50 | custard cream | steady-state conditions | 7200 |  |  | 0 | LR | error bars on graph |  |  |  |  | 6 | [12 empty] | /g
Tarasenko 2008 Defensive and simultaneous actions of glycoconjugates during spore decontamition |  | Liquid | CFU | 100000000 |  |  | 1 | cm^2 | 0.0001 | m^2 |  |  |  | 1 | mg/mL |  |  |  | 22 |  | 50 | ceramic | time before dilution |  |  |  | 5 | %Surv | [5 empty] | 3 |  | 5 | uL | 0.005 | mL | [5 empty] | smooth tile | 0.05 | uL/cm^2
Tarasenko 2008 Defensive and simultaneous actions of glycoconjugates during spore decontamition |  | Liquid | CFU | 100000000 |  |  | 1 | cm^2 | 0.0001 | m^2 |  |  |  | 1e-10 | mg/mL |  |  |  | 22 |  | 50 | ceramic | time before dilution |  |  |  | 25 | %Surv | [5 empty] | 3 |  | 5 | uL | 0.005 | mL | [5 empty] | smooth tile | 0.05 | uL/cm^2
Tarasenko 2008 Defensive and simultaneous actions of glycoconjugates during spore decontamition |  | Liquid | CFU | 100000000 |  |  | 1 | cm^2 | 0.0001 | m^2 |  |  |  | 1e-20 | mg/mL |  |  |  | 22 |  | 50 | ceramic | time before dilution |  |  |  | 40 | %Surv | [5 empty] | 3 |  | 5 | uL | 0.005 | mL | [5 empty] | smooth tile | 0.05 | uL/cm^2

## Liquid Data
Value
Number of Records | 160
Records Including Grime Dirt | 25
Records Including Rinsate | 0
| Units | Minimum | Maximum | Mean/Mode | Standard Deviation
Coupon Area | m^2 | 0.0001 | 0.005625 | 0.0026984 | 0.0026388
Loading | multiple units given | 10000000 | 2100000000 | 184750000 | 548241270.3966
Number of Applications | NA | NA | NA | NA | NA
Temperature | Celsius | 4 | 25 | 22.75 | 6.4145
Relative Humidity | % | 50 | 50 | 50 | 0
Contact Time | Minutes | 0.5 | 7200 | 662.5382 | 1811.1006
Concentration of Active Decon Agent | multiple units given | 1e-20 | 120 | 46.2471 | 43.512
Efficacy | multiple units given | 0 | 40 | 3.4132 | 4.0233
Volume Applied | mL | 0.005 | 0.25 | 0.17241 | 0.081002

## Liquid Ambiguous Master
Ref | GrimeDirt | AppMeth | LoadingUn | LoadingNum | ConvertedLoading | ConvertedLoadingUn | CoupArea | CoupAreaUn | ConvertedCoupArea | ConvertedCoupAreaUn | Rinsate | RinsateUn | ConcDoseCtrl | ConcDoseNum | ConcDoseUn | ConvertedConcDose | ConvertedConcDoseUn | TempCtrl | TempNum | RHCtrl | RHNum | SurfMed | ContTimeDesc | ContTimeNumMin | TotalApp | EffGreater | Eff | EffMeas | EffVar | EffVarStat | ConvertedEff | ConvertedEffMeas | LPosRec | N | MatComp | VolApp | VolAppUn | ConvertedVolApp | ConvertedVolAppUn | CT | CTUn | RinsateLess | Positives | WaterRinse | Surface | VolAppDen(L/m^2) | VolAppDenUn | ClO2(ppm) | MB(mg/L) | H2O2(ppm) | PosCalc | LPosRecCalc
Stratilo 2015 Decontamition Efficacy and Skin Toxicity of Two Decontamints against Bacillus anthracis |  | Liquid Ambiguous | CFU | 100000000 |  |  | 64 | cm^2 | 0.0064 | m^2 | no spores |  |  | 0 |  |  |  |  | 25 |  | 50 | shaved porcine skin | treatment time | 5 |  |  | 0 | QualPos | [5 empty] | 1 | [12 empty] | /cm^2 |  |  |  | 0
Stratilo 2015 Decontamition Efficacy and Skin Toxicity of Two Decontamints against Bacillus anthracis |  | Liquid Ambiguous | CFU | 100000000 |  |  | 64 | cm^2 | 0.0064 | m^2 | spores |  |  | 0 |  |  |  |  | 25 |  | 50 | shaved porcine skin | treatment time | 5 |  |  | 1 | QualPos | [5 empty] | 1 | [12 empty] | /cm^2 |  |  |  | 1
Guan 2013 Influence of temperature and organic load on chemical disinfection of Geobacillus steareothermophilus spores, a surrogate for Bacillus anthracis | 0.35% w/v tryptone, 0.25% w/v bovine serum, 0.04% w/v mucin | Liquid Ambiguous | CFU | 100000000 |  |  | 0.79 | cm^2 | 7.9e-05 | m^2 | combined |  |  | 0.525 | wt% |  |  |  | 23 |  | 50 | stainless steel with organic load | time until neutralization | 4.98 |  |  | 0.49768 | LR | [5 empty] | 2 |  | 0.05 | mL | 0.05 | mL | [6 empty] | 0.63291 | mL/cm^2
Guan 2013 Influence of temperature and organic load on chemical disinfection of Geobacillus steareothermophilus spores, a surrogate for Bacillus anthracis | 0.35% w/v tryptone, 0.25% w/v bovine serum, 0.04% w/v mucin | Liquid Ambiguous | CFU | 100000000 |  |  | 0.79 | cm^2 | 7.9e-05 | m^2 | combined |  |  | 0.525 | wt% |  |  |  | 23 |  | 50 | stainless steel with organic load | time until neutralization | 15 |  |  | 2.1877 | LR | [5 empty] | 2 |  | 0.05 | mL | 0.05 | mL | [6 empty] | 0.63291 | mL/cm^2
Guan 2013 Influence of temperature and organic load on chemical disinfection of Geobacillus steareothermophilus spores, a surrogate for Bacillus anthracis | 0.35% w/v tryptone, 0.25% w/v bovine serum, 0.04% w/v mucin | Liquid Ambiguous | CFU | 100000000 |  |  | 0.79 | cm^2 | 7.9e-05 | m^2 | combined |  |  | 0.525 | wt% |  |  |  | 23 |  | 50 | stainless steel with organic load | time until neutralization | 30 |  |  | 4.4738 | LR | [5 empty] | 2 |  | 0.05 | mL | 0.05 | mL | [6 empty] | 0.63291 | mL/cm^2
Guan 2013 Influence of temperature and organic load on chemical disinfection of Geobacillus steareothermophilus spores, a surrogate for Bacillus anthracis | 0.35% w/v tryptone, 0.25% w/v bovine serum, 0.04% w/v mucin | Liquid Ambiguous | CFU | 100000000 |  |  | 0.79 | cm^2 | 7.9e-05 | m^2 | combined |  |  | 0.525 | wt% |  |  |  | 23 |  | 50 | stainless steel with organic load | time until neutralization | 60 |  |  | 4.8172 | LR | [5 empty] | 2 |  | 0.05 | mL | 0.05 | mL | [6 empty] | 0.63291 | mL/cm^2
Guan 2013 Influence of temperature and organic load on chemical disinfection of Geobacillus steareothermophilus spores, a surrogate for Bacillus anthracis | 0.35% w/v tryptone, 0.25% w/v bovine serum, 0.04% w/v mucin | Liquid Ambiguous | CFU | 100000000 |  |  | 0.79 | cm^2 | 7.9e-05 | m^2 | combined |  |  | 0.525 | wt% |  |  |  | 23 |  | 50 | stainless steel with organic load | time until neutralization | 120 |  |  | 4.7063 | LR | [5 empty] | 2 |  | 0.05 | mL | 0.05 | mL | [6 empty] | 0.63291 | mL/cm^2
Guan 2013 Influence of temperature and organic load on chemical disinfection of Geobacillus steareothermophilus spores, a surrogate for Bacillus anthracis | 0.35% w/v tryptone, 0.25% w/v bovine serum, 0.04% w/v mucin | Liquid Ambiguous | CFU | 100000000 |  |  | 0.79 | cm^2 | 7.9e-05 | m^2 | combined |  |  | 0.525 | wt% |  |  |  | 23 |  | 50 | stainless steel with organic load | time until neutralization | 1440 |  |  | 5.2817 | LR | [5 empty] | 2 |  | 0.05 | mL | 0.05 | mL | [6 empty] | 0.63291 | mL/cm^2
Guan 2013 Influence of temperature and organic load on chemical disinfection of Geobacillus steareothermophilus spores, a surrogate for Bacillus anthracis | 0.35% w/v tryptone, 0.25% w/v bovine serum, 0.04% w/v mucin | Liquid Ambiguous | CFU | 100000000 |  |  | 0.79 | cm^2 | 7.9e-05 | m^2 | combined |  |  | 0.525 | wt% |  |  |  | -20 |  | 50 | stainless steel with organic load | time until neutralization | 4.98 |  |  | 0.46635 | LR | [5 empty] | 2 |  | 0.05 | mL | 0.05 | mL | [6 empty] | 0.63291 | mL/cm^2
Guan 2013 Influence of temperature and organic load on chemical disinfection of Geobacillus steareothermophilus spores, a surrogate for Bacillus anthracis | 0.35% w/v tryptone, 0.25% w/v bovine serum, 0.04% w/v mucin | Liquid Ambiguous | CFU | 100000000 |  |  | 0.79 | cm^2 | 7.9e-05 | m^2 | combined |  |  | 0.525 | wt% |  |  |  | -20 |  | 50 | stainless steel with organic load | time until neutralization | 15 |  |  | 0.63678 | LR | [5 empty] | 2 |  | 0.05 | mL | 0.05 | mL | [6 empty] | 0.63291 | mL/cm^2
Guan 2013 Influence of temperature and organic load on chemical disinfection of Geobacillus steareothermophilus spores, a surrogate for Bacillus anthracis | 0.35% w/v tryptone, 0.25% w/v bovine serum, 0.04% w/v mucin | Liquid Ambiguous | CFU | 100000000 |  |  | 0.79 | cm^2 | 7.9e-05 | m^2 | combined |  |  | 0.525 | wt% |  |  |  | -20 |  | 50 | stainless steel with organic load | time until neutralization | 30 |  |  | 0.38491 | LR | [5 empty] | 2 |  | 0.05 | mL | 0.05 | mL | [6 empty] | 0.63291 | mL/cm^2
Guan 2013 Influence of temperature and organic load on chemical disinfection of Geobacillus steareothermophilus spores, a surrogate for Bacillus anthracis | 0.35% w/v tryptone, 0.25% w/v bovine serum, 0.04% w/v mucin | Liquid Ambiguous | CFU | 100000000 |  |  | 0.79 | cm^2 | 7.9e-05 | m^2 | combined |  |  | 0.525 | wt% |  |  |  | -20 |  | 50 | stainless steel with organic load | time until neutralization | 60 |  |  | 1.0417 | LR | [5 empty] | 2 |  | 0.05 | mL | 0.05 | mL | [6 empty] | 0.63291 | mL/cm^2
Guan 2013 Influence of temperature and organic load on chemical disinfection of Geobacillus steareothermophilus spores, a surrogate for Bacillus anthracis | 0.35% w/v tryptone, 0.25% w/v bovine serum, 0.04% w/v mucin | Liquid Ambiguous | CFU | 100000000 |  |  | 0.79 | cm^2 | 7.9e-05 | m^2 | combined |  |  | 0.525 | wt% |  |  |  | -20 |  | 50 | stainless steel with organic load | time until neutralization | 120 |  |  | 1.5889 | LR | [5 empty] | 2 |  | 0.05 | mL | 0.05 | mL | [6 empty] | 0.63291 | mL/cm^2
Guan 2013 Influence of temperature and organic load on chemical disinfection of Geobacillus steareothermophilus spores, a surrogate for Bacillus anthracis | 0.35% w/v tryptone, 0.25% w/v bovine serum, 0.04% w/v mucin | Liquid Ambiguous | CFU | 100000000 |  |  | 0.79 | cm^2 | 7.9e-05 | m^2 | combined |  |  | 0.525 | wt% |  |  |  | -20 |  | 50 | stainless steel with organic load | time until neutralization | 1440 |  |  | 1.6159 | LR | [5 empty] | 2 |  | 0.05 | mL | 0.05 | mL | [6 empty] | 0.63291 | mL/cm^2
Guan 2013 Influence of temperature and organic load on chemical disinfection of Geobacillus steareothermophilus spores, a surrogate for Bacillus anthracis | 0.35% w/v tryptone, 0.25% w/v bovine serum, 0.04% w/v mucin | Liquid Ambiguous | CFU | 100000000 |  |  | 0.79 | cm^2 | 7.9e-05 | m^2 | combined |  |  | 0.525 | wt% |  |  |  | 4 |  | 50 | stainless steel with organic load | time until neutralization | 4.98 |  |  | 0.81102 | LR | [5 empty] | 2 |  | 0.05 | mL | 0.05 | mL | [6 empty] | 0.63291 | mL/cm^2
Guan 2013 Influence of temperature and organic load on chemical disinfection of Geobacillus steareothermophilus spores, a surrogate for Bacillus anthracis | 0.35% w/v tryptone, 0.25% w/v bovine serum, 0.04% w/v mucin | Liquid Ambiguous | CFU | 100000000 |  |  | 0.79 | cm^2 | 7.9e-05 | m^2 | combined |  |  | 0.525 | wt% |  |  |  | 4 |  | 50 | stainless steel with organic load | time until neutralization | 15 |  |  | 2.1564 | LR | [5 empty] | 2 |  | 0.05 | mL | 0.05 | mL | [6 empty] | 0.63291 | mL/cm^2
Guan 2013 Influence of temperature and organic load on chemical disinfection of Geobacillus steareothermophilus spores, a surrogate for Bacillus anthracis | 0.35% w/v tryptone, 0.25% w/v bovine serum, 0.04% w/v mucin | Liquid Ambiguous | CFU | 100000000 |  |  | 0.79 | cm^2 | 7.9e-05 | m^2 | combined |  |  | 0.525 | wt% |  |  |  | 4 |  | 50 | stainless steel with organic load | time until neutralization | 30 |  |  | 2.4999 | LR | [5 empty] | 2 |  | 0.05 | mL | 0.05 | mL | [6 empty] | 0.63291 | mL/cm^2
Guan 2013 Influence of temperature and organic load on chemical disinfection of Geobacillus steareothermophilus spores, a surrogate for Bacillus anthracis | 0.35% w/v tryptone, 0.25% w/v bovine serum, 0.04% w/v mucin | Liquid Ambiguous | CFU | 100000000 |  |  | 0.79 | cm^2 | 7.9e-05 | m^2 | combined |  |  | 0.525 | wt% |  |  |  | 4 |  | 50 | stainless steel with organic load | time until neutralization | 60 |  |  | 4.2375 | LR | [5 empty] | 2 |  | 0.05 | mL | 0.05 | mL | [6 empty] | 0.63291 | mL/cm^2
Guan 2013 Influence of temperature and organic load on chemical disinfection of Geobacillus steareothermophilus spores, a surrogate for Bacillus anthracis | 0.35% w/v tryptone, 0.25% w/v bovine serum, 0.04% w/v mucin | Liquid Ambiguous | CFU | 100000000 |  |  | 0.79 | cm^2 | 7.9e-05 | m^2 | combined |  |  | 0.525 | wt% |  |  |  | 4 |  | 50 | stainless steel with organic load | time until neutralization | 120 |  |  | 4.3303 | LR | [5 empty] | 2 |  | 0.05 | mL | 0.05 | mL | [6 empty] | 0.63291 | mL/cm^2
Guan 2013 Influence of temperature and organic load on chemical disinfection of Geobacillus steareothermophilus spores, a surrogate for Bacillus anthracis | 0.35% w/v tryptone, 0.25% w/v bovine serum, 0.04% w/v mucin | Liquid Ambiguous | CFU | 100000000 |  |  | 0.79 | cm^2 | 7.9e-05 | m^2 | combined |  |  | 0.525 | wt% |  |  |  | 4 |  | 50 | stainless steel with organic load | time until neutralization | 1440 |  |  | 4.9528 | LR | [5 empty] | 2 |  | 0.05 | mL | 0.05 | mL | [6 empty] | 0.63291 | mL/cm^2
Guan 2013 Influence of temperature and organic load on chemical disinfection of Geobacillus steareothermophilus spores, a surrogate for Bacillus anthracis | 0.35% w/v tryptone, 0.25% w/v bovine serum, 0.04% w/v mucin | Liquid Ambiguous | CFU | 100000000 |  |  | 0.79 | cm^2 | 7.9e-05 | m^2 | combined |  |  | 0.525 | wt% |  |  |  | 10 |  | 50 | stainless steel with organic load | time until neutralization | 4.98 |  |  | 0.95198 | LR | [5 empty] | 2 |  | 0.05 | mL | 0.05 | mL | [6 empty] | 0.63291 | mL/cm^2
Guan 2013 Influence of temperature and organic load on chemical disinfection of Geobacillus steareothermophilus spores, a surrogate for Bacillus anthracis | 0.35% w/v tryptone, 0.25% w/v bovine serum, 0.04% w/v mucin | Liquid Ambiguous | CFU | 100000000 |  |  | 0.79 | cm^2 | 7.9e-05 | m^2 | combined |  |  | 0.525 | wt% |  |  |  | 10 |  | 50 | stainless steel with organic load | time until neutralization | 15 |  |  | 3.1277 | LR | [5 empty] | 2 |  | 0.05 | mL | 0.05 | mL | [6 empty] | 0.63291 | mL/cm^2
Guan 2013 Influence of temperature and organic load on chemical disinfection of Geobacillus steareothermophilus spores, a surrogate for Bacillus anthracis | 0.35% w/v tryptone, 0.25% w/v bovine serum, 0.04% w/v mucin | Liquid Ambiguous | CFU | 100000000 |  |  | 0.79 | cm^2 | 7.9e-05 | m^2 | combined |  |  | 0.525 | wt% |  |  |  | 10 |  | 50 | stainless steel with organic load | time until neutralization | 30 |  |  | 4.2388 | LR | [5 empty] | 2 |  | 0.05 | mL | 0.05 | mL | [6 empty] | 0.63291 | mL/cm^2
Guan 2013 Influence of temperature and organic load on chemical disinfection of Geobacillus steareothermophilus spores, a surrogate for Bacillus anthracis | 0.35% w/v tryptone, 0.25% w/v bovine serum, 0.04% w/v mucin | Liquid Ambiguous | CFU | 100000000 |  |  | 0.79 | cm^2 | 7.9e-05 | m^2 | combined |  |  | 0.525 | wt% |  |  |  | 10 |  | 50 | stainless steel with organic load | time until neutralization | 60 |  |  | 4.5821 | LR | [5 empty] | 2 |  | 0.05 | mL | 0.05 | mL | [6 empty] | 0.63291 | mL/cm^2
Guan 2013 Influence of temperature and organic load on chemical disinfection of Geobacillus steareothermophilus spores, a surrogate for Bacillus anthracis | 0.35% w/v tryptone, 0.25% w/v bovine serum, 0.04% w/v mucin | Liquid Ambiguous | CFU | 100000000 |  |  | 0.79 | cm^2 | 7.9e-05 | m^2 | combined |  |  | 0.525 | wt% |  |  |  | 10 |  | 50 | stainless steel with organic load | time until neutralization | 120 |  |  | 5.004 | LR | [5 empty] | 2 |  | 0.05 | mL | 0.05 | mL | [6 empty] | 0.63291 | mL/cm^2
Guan 2013 Influence of temperature and organic load on chemical disinfection of Geobacillus steareothermophilus spores, a surrogate for Bacillus anthracis | 0.35% w/v tryptone, 0.25% w/v bovine serum, 0.04% w/v mucin | Liquid Ambiguous | CFU | 100000000 |  |  | 0.79 | cm^2 | 7.9e-05 | m^2 | combined |  |  | 0.525 | wt% |  |  |  | 10 |  | 50 | stainless steel with organic load | time until neutralization | 1440 |  |  | 5.2035 | LR | [5 empty] | 2 |  | 0.05 | mL | 0.05 | mL | [6 empty] | 0.63291 | mL/cm^2
Guan 2013 Influence of temperature and organic load on chemical disinfection of Geobacillus steareothermophilus spores, a surrogate for Bacillus anthracis | 5% w/v garden soil, 0.35% w/v tryptone, 0.25% w/v bovine serum, 0.04% w/v mucin | Liquid Ambiguous | CFU | 100000000 |  |  | 0.79 | cm^2 | 7.9e-05 | m^2 | combined |  |  | 0.525 | wt% |  |  |  | 23 |  | 50 | stainless steel with organic and soil load | time until neutralization | 4.98 |  |  | 0.38147 | LR | [5 empty] | 2 |  | 0.05 | mL | 0.05 | mL | [6 empty] | 0.63291 | mL/cm^2
Guan 2013 Influence of temperature and organic load on chemical disinfection of Geobacillus steareothermophilus spores, a surrogate for Bacillus anthracis | 5% w/v garden soil, 0.35% w/v tryptone, 0.25% w/v bovine serum, 0.04% w/v mucin | Liquid Ambiguous | CFU | 100000000 |  |  | 0.79 | cm^2 | 7.9e-05 | m^2 | combined |  |  | 0.525 | wt% |  |  |  | 23 |  | 50 | stainless steel with organic and soil load | time until neutralization | 15 |  |  | 0.98569 | LR | [5 empty] | 2 |  | 0.05 | mL | 0.05 | mL | [6 empty] | 0.63291 | mL/cm^2
Guan 2013 Influence of temperature and organic load on chemical disinfection of Geobacillus steareothermophilus spores, a surrogate for Bacillus anthracis | 5% w/v garden soil, 0.35% w/v tryptone, 0.25% w/v bovine serum, 0.04% w/v mucin | Liquid Ambiguous | CFU | 100000000 |  |  | 0.79 | cm^2 | 7.9e-05 | m^2 | combined |  |  | 0.525 | wt% |  |  |  | 23 |  | 50 | stainless steel with organic and soil load | time until neutralization | 30 |  |  | 1.877 | LR | [5 empty] | 2 |  | 0.05 | mL | 0.05 | mL | [6 empty] | 0.63291 | mL/cm^2
Guan 2013 Influence of temperature and organic load on chemical disinfection of Geobacillus steareothermophilus spores, a surrogate for Bacillus anthracis | 5% w/v garden soil, 0.35% w/v tryptone, 0.25% w/v bovine serum, 0.04% w/v mucin | Liquid Ambiguous | CFU | 100000000 |  |  | 0.79 | cm^2 | 7.9e-05 | m^2 | combined |  |  | 0.525 | wt% |  |  |  | 23 |  | 50 | stainless steel with organic and soil load | time until neutralization | 60 |  |  | 1.9667 | LR | [5 empty] | 2 |  | 0.05 | mL | 0.05 | mL | [6 empty] | 0.63291 | mL/cm^2
Guan 2013 Influence of temperature and organic load on chemical disinfection of Geobacillus steareothermophilus spores, a surrogate for Bacillus anthracis | 5% w/v garden soil, 0.35% w/v tryptone, 0.25% w/v bovine serum, 0.04% w/v mucin | Liquid Ambiguous | CFU | 100000000 |  |  | 0.79 | cm^2 | 7.9e-05 | m^2 | combined |  |  | 0.525 | wt% |  |  |  | 23 |  | 50 | stainless steel with organic and soil load | time until neutralization | 120 |  |  | 2.1691 | LR | [5 empty] | 2 |  | 0.05 | mL | 0.05 | mL | [6 empty] | 0.63291 | mL/cm^2
Guan 2013 Influence of temperature and organic load on chemical disinfection of Geobacillus steareothermophilus spores, a surrogate for Bacillus anthracis | 5% w/v garden soil, 0.35% w/v tryptone, 0.25% w/v bovine serum, 0.04% w/v mucin | Liquid Ambiguous | CFU | 100000000 |  |  | 0.79 | cm^2 | 7.9e-05 | m^2 | combined |  |  | 0.525 | wt% |  |  |  | 23 |  | 50 | stainless steel with organic and soil load | time until neutralization | 1440 |  |  | 1.7875 | LR | [5 empty] | 2 |  | 0.05 | mL | 0.05 | mL | [6 empty] | 0.63291 | mL/cm^2
Guan 2013 Influence of temperature and organic load on chemical disinfection of Geobacillus steareothermophilus spores, a surrogate for Bacillus anthracis | 5% w/v garden soil, 0.35% w/v tryptone, 0.25% w/v bovine serum, 0.04% w/v mucin | Liquid Ambiguous | CFU | 100000000 |  |  | 0.79 | cm^2 | 7.9e-05 | m^2 | combined |  |  | 0.525 | wt% |  |  |  | -20 |  | 50 | stainless steel with organic and soil load | time until neutralization | 4.98 |  |  | 0.59442 | LR | [5 empty] | 2 |  | 0.05 | mL | 0.05 | mL | [6 empty] | 0.63291 | mL/cm^2
Guan 2013 Influence of temperature and organic load on chemical disinfection of Geobacillus steareothermophilus spores, a surrogate for Bacillus anthracis | 5% w/v garden soil, 0.35% w/v tryptone, 0.25% w/v bovine serum, 0.04% w/v mucin | Liquid Ambiguous | CFU | 100000000 |  |  | 0.79 | cm^2 | 7.9e-05 | m^2 | combined |  |  | 0.525 | wt% |  |  |  | -20 |  | 50 | stainless steel with organic and soil load | time until neutralization | 15 |  |  | 0.5349 | LR | [5 empty] | 2 |  | 0.05 | mL | 0.05 | mL | [6 empty] | 0.63291 | mL/cm^2
Guan 2013 Influence of temperature and organic load on chemical disinfection of Geobacillus steareothermophilus spores, a surrogate for Bacillus anthracis | 5% w/v garden soil, 0.35% w/v tryptone, 0.25% w/v bovine serum, 0.04% w/v mucin | Liquid Ambiguous | CFU | 100000000 |  |  | 0.79 | cm^2 | 7.9e-05 | m^2 | combined |  |  | 0.525 | wt% |  |  |  | -20 |  | 50 | stainless steel with organic and soil load | time until neutralization | 30 |  |  | 0.5367 | LR | [5 empty] | 2 |  | 0.05 | mL | 0.05 | mL | [6 empty] | 0.63291 | mL/cm^2
Guan 2013 Influence of temperature and organic load on chemical disinfection of Geobacillus steareothermophilus spores, a surrogate for Bacillus anthracis | 5% w/v garden soil, 0.35% w/v tryptone, 0.25% w/v bovine serum, 0.04% w/v mucin | Liquid Ambiguous | CFU | 100000000 |  |  | 0.79 | cm^2 | 7.9e-05 | m^2 | combined |  |  | 0.525 | wt% |  |  |  | -20 |  | 50 | stainless steel with organic and soil load | time until neutralization | 60 |  |  | 0.36332 | LR | [5 empty] | 2 |  | 0.05 | mL | 0.05 | mL | [6 empty] | 0.63291 | mL/cm^2
Guan 2013 Influence of temperature and organic load on chemical disinfection of Geobacillus steareothermophilus spores, a surrogate for Bacillus anthracis | 5% w/v garden soil, 0.35% w/v tryptone, 0.25% w/v bovine serum, 0.04% w/v mucin | Liquid Ambiguous | CFU | 100000000 |  |  | 0.79 | cm^2 | 7.9e-05 | m^2 | combined |  |  | 0.525 | wt% |  |  |  | -20 |  | 50 | stainless steel with organic and soil load | time until neutralization | 120 |  |  | 0.46551 | LR | [5 empty] | 2 |  | 0.05 | mL | 0.05 | mL | [6 empty] | 0.63291 | mL/cm^2
Guan 2013 Influence of temperature and organic load on chemical disinfection of Geobacillus steareothermophilus spores, a surrogate for Bacillus anthracis | 5% w/v garden soil, 0.35% w/v tryptone, 0.25% w/v bovine serum, 0.04% w/v mucin | Liquid Ambiguous | CFU | 100000000 |  |  | 0.79 | cm^2 | 7.9e-05 | m^2 | combined |  |  | 0.525 | wt% |  |  |  | -20 |  | 50 | stainless steel with organic and soil load | time until neutralization | 1440 |  |  | 1.3115 | LR | [5 empty] | 2 |  | 0.05 | mL | 0.05 | mL | [6 empty] | 0.63291 | mL/cm^2
Guan 2013 Influence of temperature and organic load on chemical disinfection of Geobacillus steareothermophilus spores, a surrogate for Bacillus anthracis | 5% w/v garden soil, 0.35% w/v tryptone, 0.25% w/v bovine serum, 0.04% w/v mucin | Liquid Ambiguous | CFU | 100000000 |  |  | 0.79 | cm^2 | 7.9e-05 | m^2 | combined |  |  | 0.525 | wt% |  |  |  | 4 |  | 50 | stainless steel with organic and soil load | time until neutralization | 4.98 |  |  | 1.0829 | LR | [5 empty] | 2 |  | 0.05 | mL | 0.05 | mL | [6 empty] | 0.63291 | mL/cm^2
Guan 2013 Influence of temperature and organic load on chemical disinfection of Geobacillus steareothermophilus spores, a surrogate for Bacillus anthracis | 5% w/v garden soil, 0.35% w/v tryptone, 0.25% w/v bovine serum, 0.04% w/v mucin | Liquid Ambiguous | CFU | 100000000 |  |  | 0.79 | cm^2 | 7.9e-05 | m^2 | combined |  |  | 0.525 | wt% |  |  |  | 4 |  | 50 | stainless steel with organic and soil load | time until neutralization | 15 |  |  | 0.64756 | LR | [5 empty] | 2 |  | 0.05 | mL | 0.05 | mL | [6 empty] | 0.63291 | mL/cm^2
Guan 2013 Influence of temperature and organic load on chemical disinfection of Geobacillus steareothermophilus spores, a surrogate for Bacillus anthracis | 5% w/v garden soil, 0.35% w/v tryptone, 0.25% w/v bovine serum, 0.04% w/v mucin | Liquid Ambiguous | CFU | 100000000 |  |  | 0.79 | cm^2 | 7.9e-05 | m^2 | combined |  |  | 0.525 | wt% |  |  |  | 4 |  | 50 | stainless steel with organic and soil load | time until neutralization | 30 |  |  | 0.74968 | LR | [5 empty] | 2 |  | 0.05 | mL | 0.05 | mL | [6 empty] | 0.63291 | mL/cm^2
Guan 2013 Influence of temperature and organic load on chemical disinfection of Geobacillus steareothermophilus spores, a surrogate for Bacillus anthracis | 5% w/v garden soil, 0.35% w/v tryptone, 0.25% w/v bovine serum, 0.04% w/v mucin | Liquid Ambiguous | CFU | 100000000 |  |  | 0.79 | cm^2 | 7.9e-05 | m^2 | combined |  |  | 0.525 | wt% |  |  |  | 4 |  | 50 | stainless steel with organic and soil load | time until neutralization | 60 |  |  | 1.19 | LR | [5 empty] | 2 |  | 0.05 | mL | 0.05 | mL | [6 empty] | 0.63291 | mL/cm^2
Guan 2013 Influence of temperature and organic load on chemical disinfection of Geobacillus steareothermophilus spores, a surrogate for Bacillus anthracis | 5% w/v garden soil, 0.35% w/v tryptone, 0.25% w/v bovine serum, 0.04% w/v mucin | Liquid Ambiguous | CFU | 100000000 |  |  | 0.79 | cm^2 | 7.9e-05 | m^2 | combined |  |  | 0.525 | wt% |  |  |  | 4 |  | 50 | stainless steel with organic and soil load | time until neutralization | 120 |  |  | 1.8433 | LR | [5 empty] | 2 |  | 0.05 | mL | 0.05 | mL | [6 empty] | 0.63291 | mL/cm^2
Guan 2013 Influence of temperature and organic load on chemical disinfection of Geobacillus steareothermophilus spores, a surrogate for Bacillus anthracis | 5% w/v garden soil, 0.35% w/v tryptone, 0.25% w/v bovine serum, 0.04% w/v mucin | Liquid Ambiguous | CFU | 100000000 |  |  | 0.79 | cm^2 | 7.9e-05 | m^2 | combined |  |  | 0.525 | wt% |  |  |  | 4 |  | 50 | stainless steel with organic and soil load | time until neutralization | 1440 |  |  | 1.8501 | LR | [5 empty] | 2 |  | 0.05 | mL | 0.05 | mL | [6 empty] | 0.63291 | mL/cm^2
Guan 2013 Influence of temperature and organic load on chemical disinfection of Geobacillus steareothermophilus spores, a surrogate for Bacillus anthracis | 5% w/v garden soil, 0.35% w/v tryptone, 0.25% w/v bovine serum, 0.04% w/v mucin | Liquid Ambiguous | CFU | 100000000 |  |  | 0.79 | cm^2 | 7.9e-05 | m^2 | combined |  |  | 0.525 | wt% |  |  |  | 10 |  | 50 | stainless steel with organic and soil load | time until neutralization | 4.98 |  |  | 1.1705 | LR | [5 empty] | 2 |  | 0.05 | mL | 0.05 | mL | [6 empty] | 0.63291 | mL/cm^2
Guan 2013 Influence of temperature and organic load on chemical disinfection of Geobacillus steareothermophilus spores, a surrogate for Bacillus anthracis | 5% w/v garden soil, 0.35% w/v tryptone, 0.25% w/v bovine serum, 0.04% w/v mucin | Liquid Ambiguous | CFU | 100000000 |  |  | 0.79 | cm^2 | 7.9e-05 | m^2 | combined |  |  | 0.525 | wt% |  |  |  | 10 |  | 50 | stainless steel with organic and soil load | time until neutralization | 15 |  |  | 1.1487 | LR | [5 empty] | 2 |  | 0.05 | mL | 0.05 | mL | [6 empty] | 0.63291 | mL/cm^2
Guan 2013 Influence of temperature and organic load on chemical disinfection of Geobacillus steareothermophilus spores, a surrogate for Bacillus anthracis | 5% w/v garden soil, 0.35% w/v tryptone, 0.25% w/v bovine serum, 0.04% w/v mucin | Liquid Ambiguous | CFU | 100000000 |  |  | 0.79 | cm^2 | 7.9e-05 | m^2 | combined |  |  | 0.525 | wt% |  |  |  | 10 |  | 50 | stainless steel with organic and soil load | time until neutralization | 30 |  |  | 1.4513 | LR | [5 empty] | 2 |  | 0.05 | mL | 0.05 | mL | [6 empty] | 0.63291 | mL/cm^2
Guan 2013 Influence of temperature and organic load on chemical disinfection of Geobacillus steareothermophilus spores, a surrogate for Bacillus anthracis | 5% w/v garden soil, 0.35% w/v tryptone, 0.25% w/v bovine serum, 0.04% w/v mucin | Liquid Ambiguous | CFU | 100000000 |  |  | 0.79 | cm^2 | 7.9e-05 | m^2 | combined |  |  | 0.525 | wt% |  |  |  | 10 |  | 50 | stainless steel with organic and soil load | time until neutralization | 60 |  |  | 1.7037 | LR | [5 empty] | 2 |  | 0.05 | mL | 0.05 | mL | [6 empty] | 0.63291 | mL/cm^2
Guan 2013 Influence of temperature and organic load on chemical disinfection of Geobacillus steareothermophilus spores, a surrogate for Bacillus anthracis | 5% w/v garden soil, 0.35% w/v tryptone, 0.25% w/v bovine serum, 0.04% w/v mucin | Liquid Ambiguous | CFU | 100000000 |  |  | 0.79 | cm^2 | 7.9e-05 | m^2 | combined |  |  | 0.525 | wt% |  |  |  | 10 |  | 50 | stainless steel with organic and soil load | time until neutralization | 120 |  |  | 1.6178 | LR | [5 empty] | 2 |  | 0.05 | mL | 0.05 | mL | [6 empty] | 0.63291 | mL/cm^2
Guan 2013 Influence of temperature and organic load on chemical disinfection of Geobacillus steareothermophilus spores, a surrogate for Bacillus anthracis | 5% w/v garden soil, 0.35% w/v tryptone, 0.25% w/v bovine serum, 0.04% w/v mucin | Liquid Ambiguous | CFU | 100000000 |  |  | 0.79 | cm^2 | 7.9e-05 | m^2 | combined |  |  | 0.525 | wt% |  |  |  | 10 |  | 50 | stainless steel with organic and soil load | time until neutralization | 1440 |  |  | 2.4138 | LR | [5 empty] | 2 |  | 0.05 | mL | 0.05 | mL | [6 empty] | 0.63291 | mL/cm^2
Guan 2013 Influence of temperature and organic load on chemical disinfection of Geobacillus steareothermophilus spores, a surrogate for Bacillus anthracis | 0.35% w/v tryptone, 0.25% w/v bovine serum, 0.04% w/v mucin | Liquid Ambiguous | CFU | 100000000 |  |  | 0.79 | cm^2 | 7.9e-05 | m^2 | combined |  |  | 0 |  |  |  |  | 23 |  | 50 | stainless steel with organic load | time until neutralization | 4.98 |  |  | 1.5024 | LR | [5 empty] | 2 |  | 0.05 | mL | 0.05 | mL | [6 empty] | 0.63291 | mL/cm^2
Guan 2013 Influence of temperature and organic load on chemical disinfection of Geobacillus steareothermophilus spores, a surrogate for Bacillus anthracis | 0.35% w/v tryptone, 0.25% w/v bovine serum, 0.04% w/v mucin | Liquid Ambiguous | CFU | 100000000 |  |  | 0.79 | cm^2 | 7.9e-05 | m^2 | combined |  |  | 0 |  |  |  |  | 23 |  | 50 | stainless steel with organic load | time until neutralization | 15 |  |  | 3.1368 | LR | [5 empty] | 2 |  | 0.05 | mL | 0.05 | mL | [6 empty] | 0.63291 | mL/cm^2
Guan 2013 Influence of temperature and organic load on chemical disinfection of Geobacillus steareothermophilus spores, a surrogate for Bacillus anthracis | 0.35% w/v tryptone, 0.25% w/v bovine serum, 0.04% w/v mucin | Liquid Ambiguous | CFU | 100000000 |  |  | 0.79 | cm^2 | 7.9e-05 | m^2 | combined |  |  | 0 |  |  |  |  | 23 |  | 50 | stainless steel with organic load | time until neutralization | 30 |  |  | 3.467 | LR | [5 empty] | 2 |  | 0.05 | mL | 0.05 | mL | [6 empty] | 0.63291 | mL/cm^2
Guan 2013 Influence of temperature and organic load on chemical disinfection of Geobacillus steareothermophilus spores, a surrogate for Bacillus anthracis | 0.35% w/v tryptone, 0.25% w/v bovine serum, 0.04% w/v mucin | Liquid Ambiguous | CFU | 100000000 |  |  | 0.79 | cm^2 | 7.9e-05 | m^2 | combined |  |  | 0 |  |  |  |  | 23 |  | 50 | stainless steel with organic load | time until neutralization | 60 |  |  | 4.7547 | LR | [5 empty] | 2 |  | 0.05 | mL | 0.05 | mL | [6 empty] | 0.63291 | mL/cm^2
Guan 2013 Influence of temperature and organic load on chemical disinfection of Geobacillus steareothermophilus spores, a surrogate for Bacillus anthracis | 0.35% w/v tryptone, 0.25% w/v bovine serum, 0.04% w/v mucin | Liquid Ambiguous | CFU | 100000000 |  |  | 0.79 | cm^2 | 7.9e-05 | m^2 | combined |  |  | 0 |  |  |  |  | 23 |  | 50 | stainless steel with organic load | time until neutralization | 120 |  |  | 5.3491 | LR | [5 empty] | 2 |  | 0.05 | mL | 0.05 | mL | [6 empty] | 0.63291 | mL/cm^2
Guan 2013 Influence of temperature and organic load on chemical disinfection of Geobacillus steareothermophilus spores, a surrogate for Bacillus anthracis | 0.35% w/v tryptone, 0.25% w/v bovine serum, 0.04% w/v mucin | Liquid Ambiguous | CFU | 100000000 |  |  | 0.79 | cm^2 | 7.9e-05 | m^2 | combined |  |  | 0 |  |  |  |  | 23 |  | 50 | stainless steel with organic load | time until neutralization | 1440 |  |  | 6.0259 | LR | [5 empty] | 2 |  | 0.05 | mL | 0.05 | mL | [6 empty] | 0.63291 | mL/cm^2
Guan 2013 Influence of temperature and organic load on chemical disinfection of Geobacillus steareothermophilus spores, a surrogate for Bacillus anthracis | 0.35% w/v tryptone, 0.25% w/v bovine serum, 0.04% w/v mucin | Liquid Ambiguous | CFU | 100000000 |  |  | 0.79 | cm^2 | 7.9e-05 | m^2 | combined |  |  | 0 |  |  |  |  | -20 |  | 50 | stainless steel with organic load | time until neutralization | 4.98 |  |  | 0.74292 | LR | [5 empty] | 2 |  | 0.05 | mL | 0.05 | mL | [6 empty] | 0.63291 | mL/cm^2
Guan 2013 Influence of temperature and organic load on chemical disinfection of Geobacillus steareothermophilus spores, a surrogate for Bacillus anthracis | 0.35% w/v tryptone, 0.25% w/v bovine serum, 0.04% w/v mucin | Liquid Ambiguous | CFU | 100000000 |  |  | 0.79 | cm^2 | 7.9e-05 | m^2 | combined |  |  | 0 |  |  |  |  | -20 |  | 50 | stainless steel with organic load | time until neutralization | 15 |  |  | 0.79245 | LR | [5 empty] | 2 |  | 0.05 | mL | 0.05 | mL | [6 empty] | 0.63291 | mL/cm^2
Guan 2013 Influence of temperature and organic load on chemical disinfection of Geobacillus steareothermophilus spores, a surrogate for Bacillus anthracis | 0.35% w/v tryptone, 0.25% w/v bovine serum, 0.04% w/v mucin | Liquid Ambiguous | CFU | 100000000 |  |  | 0.79 | cm^2 | 7.9e-05 | m^2 | combined |  |  | 0 |  |  |  |  | -20 |  | 50 | stainless steel with organic load | time until neutralization | 30 |  |  | 0.92453 | LR | [5 empty] | 2 |  | 0.05 | mL | 0.05 | mL | [6 empty] | 0.63291 | mL/cm^2
Guan 2013 Influence of temperature and organic load on chemical disinfection of Geobacillus steareothermophilus spores, a surrogate for Bacillus anthracis | 0.35% w/v tryptone, 0.25% w/v bovine serum, 0.04% w/v mucin | Liquid Ambiguous | CFU | 100000000 |  |  | 0.79 | cm^2 | 7.9e-05 | m^2 | combined |  |  | 0 |  |  |  |  | -20 |  | 50 | stainless steel with organic load | time until neutralization | 60 |  |  | 1.2052 | LR | [5 empty] | 2 |  | 0.05 | mL | 0.05 | mL | [6 empty] | 0.63291 | mL/cm^2
Guan 2013 Influence of temperature and organic load on chemical disinfection of Geobacillus steareothermophilus spores, a surrogate for Bacillus anthracis | 0.35% w/v tryptone, 0.25% w/v bovine serum, 0.04% w/v mucin | Liquid Ambiguous | CFU | 100000000 |  |  | 0.79 | cm^2 | 7.9e-05 | m^2 | combined |  |  | 0 |  |  |  |  | -20 |  | 50 | stainless steel with organic load | time until neutralization | 120 |  |  | 1.5849 | LR | [5 empty] | 2 |  | 0.05 | mL | 0.05 | mL | [6 empty] | 0.63291 | mL/cm^2
Guan 2013 Influence of temperature and organic load on chemical disinfection of Geobacillus steareothermophilus spores, a surrogate for Bacillus anthracis | 0.35% w/v tryptone, 0.25% w/v bovine serum, 0.04% w/v mucin | Liquid Ambiguous | CFU | 100000000 |  |  | 0.79 | cm^2 | 7.9e-05 | m^2 | combined |  |  | 0 |  |  |  |  | -20 |  | 50 | stainless steel with organic load | time until neutralization | 1440 |  |  | 1.5684 | LR | [5 empty] | 2 |  | 0.05 | mL | 0.05 | mL | [6 empty] | 0.63291 | mL/cm^2
Guan 2013 Influence of temperature and organic load on chemical disinfection of Geobacillus steareothermophilus spores, a surrogate for Bacillus anthracis | 0.35% w/v tryptone, 0.25% w/v bovine serum, 0.04% w/v mucin | Liquid Ambiguous | CFU | 100000000 |  |  | 0.79 | cm^2 | 7.9e-05 | m^2 | combined |  |  | 0 |  |  |  |  | 4 |  | 50 | stainless steel with organic load | time until neutralization | 4.98 |  |  | 0.67689 | LR | [5 empty] | 2 |  | 0.05 | mL | 0.05 | mL | [6 empty] | 0.63291 | mL/cm^2
Guan 2013 Influence of temperature and organic load on chemical disinfection of Geobacillus steareothermophilus spores, a surrogate for Bacillus anthracis | 0.35% w/v tryptone, 0.25% w/v bovine serum, 0.04% w/v mucin | Liquid Ambiguous | CFU | 100000000 |  |  | 0.79 | cm^2 | 7.9e-05 | m^2 | combined |  |  | 0 |  |  |  |  | 4 |  | 50 | stainless steel with organic load | time until neutralization | 15 |  |  | 0.5283 | LR | [5 empty] | 2 |  | 0.05 | mL | 0.05 | mL | [6 empty] | 0.63291 | mL/cm^2
Guan 2013 Influence of temperature and organic load on chemical disinfection of Geobacillus steareothermophilus spores, a surrogate for Bacillus anthracis | 0.35% w/v tryptone, 0.25% w/v bovine serum, 0.04% w/v mucin | Liquid Ambiguous | CFU | 100000000 |  |  | 0.79 | cm^2 | 7.9e-05 | m^2 | combined |  |  | 0 |  |  |  |  | 4 |  | 50 | stainless steel with organic load | time until neutralization | 30 |  |  | 0.64387 | LR | [5 empty] | 2 |  | 0.05 | mL | 0.05 | mL | [6 empty] | 0.63291 | mL/cm^2
Guan 2013 Influence of temperature and organic load on chemical disinfection of Geobacillus steareothermophilus spores, a surrogate for Bacillus anthracis | 0.35% w/v tryptone, 0.25% w/v bovine serum, 0.04% w/v mucin | Liquid Ambiguous | CFU | 100000000 |  |  | 0.79 | cm^2 | 7.9e-05 | m^2 | combined |  |  | 0 |  |  |  |  | 4 |  | 50 | stainless steel with organic load | time until neutralization | 60 |  |  | 1.1722 | LR | [5 empty] | 2 |  | 0.05 | mL | 0.05 | mL | [6 empty] | 0.63291 | mL/cm^2
Guan 2013 Influence of temperature and organic load on chemical disinfection of Geobacillus steareothermophilus spores, a surrogate for Bacillus anthracis | 0.35% w/v tryptone, 0.25% w/v bovine serum, 0.04% w/v mucin | Liquid Ambiguous | CFU | 100000000 |  |  | 0.79 | cm^2 | 7.9e-05 | m^2 | combined |  |  | 0 |  |  |  |  | 4 |  | 50 | stainless steel with organic load | time until neutralization | 120 |  |  | 1.0896 | LR | [5 empty] | 2 |  | 0.05 | mL | 0.05 | mL | [6 empty] | 0.63291 | mL/cm^2
Guan 2013 Influence of temperature and organic load on chemical disinfection of Geobacillus steareothermophilus spores, a surrogate for Bacillus anthracis | 0.35% w/v tryptone, 0.25% w/v bovine serum, 0.04% w/v mucin | Liquid Ambiguous | CFU | 100000000 |  |  | 0.79 | cm^2 | 7.9e-05 | m^2 | combined |  |  | 0 |  |  |  |  | 4 |  | 50 | stainless steel with organic load | time until neutralization | 1440 |  |  | 5.5967 | LR | [5 empty] | 2 |  | 0.05 | mL | 0.05 | mL | [6 empty] | 0.63291 | mL/cm^2
Guan 2013 Influence of temperature and organic load on chemical disinfection of Geobacillus steareothermophilus spores, a surrogate for Bacillus anthracis | 0.35% w/v tryptone, 0.25% w/v bovine serum, 0.04% w/v mucin | Liquid Ambiguous | CFU | 100000000 |  |  | 0.79 | cm^2 | 7.9e-05 | m^2 | combined |  |  | 0 |  |  |  |  | 10 |  | 50 | stainless steel with organic load | time until neutralization | 4.98 |  |  | 1.2052 | LR | [5 empty] | 2 |  | 0.05 | mL | 0.05 | mL | [6 empty] | 0.63291 | mL/cm^2
Guan 2013 Influence of temperature and organic load on chemical disinfection of Geobacillus steareothermophilus spores, a surrogate for Bacillus anthracis | 0.35% w/v tryptone, 0.25% w/v bovine serum, 0.04% w/v mucin | Liquid Ambiguous | CFU | 5000000 |  |  | 0.79 | cm^2 | 7.9e-05 | m^2 | combined |  |  | 0 |  |  |  |  | 10 |  | 50 | stainless steel with organic load | time until neutralization | 15 |  |  | 0.84198 | LR | [5 empty] | 2 |  | 0.05 | mL | 0.05 | mL | [6 empty] | 0.63291 | mL/cm^2
Guan 2013 Influence of temperature and organic load on chemical disinfection of Geobacillus steareothermophilus spores, a surrogate for Bacillus anthracis | 0.35% w/v tryptone, 0.25% w/v bovine serum, 0.04% w/v mucin | Liquid Ambiguous | CFU | 5000000 |  |  | 0.79 | cm^2 | 7.9e-05 | m^2 | combined |  |  | 0 |  |  |  |  | 10 |  | 50 | stainless steel with organic load | time until neutralization | 30 |  |  | 2.8726 | LR | [5 empty] | 2 |  | 0.05 | mL | 0.05 | mL | [6 empty] | 0.63291 | mL/cm^2
Guan 2013 Influence of temperature and organic load on chemical disinfection of Geobacillus steareothermophilus spores, a surrogate for Bacillus anthracis | 0.35% w/v tryptone, 0.25% w/v bovine serum, 0.04% w/v mucin | Liquid Ambiguous | CFU | 5000000 |  |  | 0.79 | cm^2 | 7.9e-05 | m^2 | combined |  |  | 0 |  |  |  |  | 10 |  | 50 | stainless steel with organic load | time until neutralization | 60 |  |  | 2.1958 | LR | [5 empty] | 2 |  | 0.05 | mL | 0.05 | mL | [6 empty] | 0.63291 | mL/cm^2
Guan 2013 Influence of temperature and organic load on chemical disinfection of Geobacillus steareothermophilus spores, a surrogate for Bacillus anthracis | 0.35% w/v tryptone, 0.25% w/v bovine serum, 0.04% w/v mucin | Liquid Ambiguous | CFU | 5000000 |  |  | 0.79 | cm^2 | 7.9e-05 | m^2 | combined |  |  | 0 |  |  |  |  | 10 |  | 50 | stainless steel with organic load | time until neutralization | 120 |  |  | 2.1462 | LR | [5 empty] | 2 |  | 0.05 | mL | 0.05 | mL | [6 empty] | 0.63291 | mL/cm^2
Guan 2013 Influence of temperature and organic load on chemical disinfection of Geobacillus steareothermophilus spores, a surrogate for Bacillus anthracis | 0.35% w/v tryptone, 0.25% w/v bovine serum, 0.04% w/v mucin | Liquid Ambiguous | CFU | 5000000 |  |  | 0.79 | cm^2 | 7.9e-05 | m^2 | combined |  |  | 0 |  |  |  |  | 10 |  | 50 | stainless steel with organic load | time until neutralization | 1440 |  |  | 5.7123 | LR | [5 empty] | 2 |  | 0.05 | mL | 0.05 | mL | [6 empty] | 0.63291 | mL/cm^2
Guan 2013 Influence of temperature and organic load on chemical disinfection of Geobacillus steareothermophilus spores, a surrogate for Bacillus anthracis | 5% w/v garden soil, 0.35% w/v tryptone, 0.25% w/v bovine serum, 0.04% w/v mucin | Liquid Ambiguous | CFU | 5000000 |  |  | 0.79 | cm^2 | 7.9e-05 | m^2 | combined |  |  | 0 |  |  |  |  | 23 |  | 50 | stainless steel with organic and soil load | time until neutralization | 4.98 |  |  | 0.4552 | LR | [5 empty] | 2 |  | 0.05 | mL | 0.05 | mL | [6 empty] | 0.63291 | mL/cm^2
Guan 2013 Influence of temperature and organic load on chemical disinfection of Geobacillus steareothermophilus spores, a surrogate for Bacillus anthracis | 5% w/v garden soil, 0.35% w/v tryptone, 0.25% w/v bovine serum, 0.04% w/v mucin | Liquid Ambiguous | CFU | 100000000 |  |  | 0.79 | cm^2 | 7.9e-05 | m^2 | combined |  |  | 0 |  |  |  |  | 23 |  | 50 | stainless steel with organic and soil load | time until neutralization | 15 |  |  | 0.27875 | LR | [5 empty] | 2 |  | 0.05 | mL | 0.05 | mL | [6 empty] | 0.63291 | mL/cm^2
Guan 2013 Influence of temperature and organic load on chemical disinfection of Geobacillus steareothermophilus spores, a surrogate for Bacillus anthracis | 5% w/v garden soil, 0.35% w/v tryptone, 0.25% w/v bovine serum, 0.04% w/v mucin | Liquid Ambiguous | CFU | 100000000 |  |  | 0.79 | cm^2 | 7.9e-05 | m^2 | combined |  |  | 0 |  |  |  |  | 23 |  | 50 | stainless steel with organic and soil load | time until neutralization | 30 |  |  | 0.70445 | LR | [5 empty] | 2 |  | 0.05 | mL | 0.05 | mL | [6 empty] | 0.63291 | mL/cm^2
Guan 2013 Influence of temperature and organic load on chemical disinfection of Geobacillus steareothermophilus spores, a surrogate for Bacillus anthracis | 5% w/v garden soil, 0.35% w/v tryptone, 0.25% w/v bovine serum, 0.04% w/v mucin | Liquid Ambiguous | CFU | 100000000 |  |  | 0.79 | cm^2 | 7.9e-05 | m^2 | combined |  |  | 0 |  |  |  |  | 23 |  | 50 | stainless steel with organic and soil load | time until neutralization | 60 |  |  | 1.4178 | LR | [5 empty] | 2 |  | 0.05 | mL | 0.05 | mL | [6 empty] | 0.63291 | mL/cm^2
Guan 2013 Influence of temperature and organic load on chemical disinfection of Geobacillus steareothermophilus spores, a surrogate for Bacillus anthracis | 5% w/v garden soil, 0.35% w/v tryptone, 0.25% w/v bovine serum, 0.04% w/v mucin | Liquid Ambiguous | CFU | 100000000 |  |  | 0.79 | cm^2 | 7.9e-05 | m^2 | combined |  |  | 0 |  |  |  |  | 23 |  | 50 | stainless steel with organic and soil load | time until neutralization | 120 |  |  | 2.3229 | LR | [5 empty] | 2 |  | 0.05 | mL | 0.05 | mL | [6 empty] | 0.63291 | mL/cm^2
Guan 2013 Influence of temperature and organic load on chemical disinfection of Geobacillus steareothermophilus spores, a surrogate for Bacillus anthracis | 5% w/v garden soil, 0.35% w/v tryptone, 0.25% w/v bovine serum, 0.04% w/v mucin | Liquid Ambiguous | CFU | 100000000 |  |  | 0.79 | cm^2 | 7.9e-05 | m^2 | combined |  |  | 0 |  |  |  |  | 23 |  | 50 | stainless steel with organic and soil load | time until neutralization | 1440 |  |  | 5.8473 | LR | [5 empty] | 2 |  | 0.05 | mL | 0.05 | mL | [6 empty] | 0.63291 | mL/cm^2
Guan 2013 Influence of temperature and organic load on chemical disinfection of Geobacillus steareothermophilus spores, a surrogate for Bacillus anthracis | 5% w/v garden soil, 0.35% w/v tryptone, 0.25% w/v bovine serum, 0.04% w/v mucin | Liquid Ambiguous | CFU | 100000000 |  |  | 0.79 | cm^2 | 7.9e-05 | m^2 | combined |  |  | 0 |  |  |  |  | -20 |  | 50 | stainless steel with organic and soil load | time until neutralization | 4.98 |  |  | 1.6881 | LR | [5 empty] | 2 |  | 0.05 | mL | 0.05 | mL | [6 empty] | 0.63291 | mL/cm^2
Guan 2013 Influence of temperature and organic load on chemical disinfection of Geobacillus steareothermophilus spores, a surrogate for Bacillus anthracis | 5% w/v garden soil, 0.35% w/v tryptone, 0.25% w/v bovine serum, 0.04% w/v mucin | Liquid Ambiguous | CFU | 100000000 |  |  | 0.79 | cm^2 | 7.9e-05 | m^2 | combined |  |  | 0 |  |  |  |  | -20 |  | 50 | stainless steel with organic and soil load | time until neutralization | 15 |  |  | 0.51157 | LR | [5 empty] | 2 |  | 0.05 | mL | 0.05 | mL | [6 empty] | 0.63291 | mL/cm^2
Guan 2013 Influence of temperature and organic load on chemical disinfection of Geobacillus steareothermophilus spores, a surrogate for Bacillus anthracis | 5% w/v garden soil, 0.35% w/v tryptone, 0.25% w/v bovine serum, 0.04% w/v mucin | Liquid Ambiguous | CFU | 100000000 |  |  | 0.79 | cm^2 | 7.9e-05 | m^2 | combined |  |  | 0 |  |  |  |  | -20 |  | 50 | stainless steel with organic and soil load | time until neutralization | 30 |  |  | 0.51267 | LR | [5 empty] | 2 |  | 0.05 | mL | 0.05 | mL | [6 empty] | 0.63291 | mL/cm^2
Guan 2013 Influence of temperature and organic load on chemical disinfection of Geobacillus steareothermophilus spores, a surrogate for Bacillus anthracis | 5% w/v garden soil, 0.35% w/v tryptone, 0.25% w/v bovine serum, 0.04% w/v mucin | Liquid Ambiguous | CFU | 100000000 |  |  | 0.79 | cm^2 | 7.9e-05 | m^2 | combined |  |  | 0 |  |  |  |  | -20 |  | 50 | stainless steel with organic and soil load | time until neutralization | 60 |  |  | 0.77397 | LR | [5 empty] | 2 |  | 0.05 | mL | 0.05 | mL | [6 empty] | 0.63291 | mL/cm^2
Guan 2013 Influence of temperature and organic load on chemical disinfection of Geobacillus steareothermophilus spores, a surrogate for Bacillus anthracis | 5% w/v garden soil, 0.35% w/v tryptone, 0.25% w/v bovine serum, 0.04% w/v mucin | Liquid Ambiguous | CFU | 100000000 |  |  | 0.79 | cm^2 | 7.9e-05 | m^2 | combined |  |  | 0 |  |  |  |  | -20 |  | 50 | stainless steel with organic and soil load | time until neutralization | 120 |  |  | 0.99417 | LR | [5 empty] | 2 |  | 0.05 | mL | 0.05 | mL | [6 empty] | 0.63291 | mL/cm^2
Guan 2013 Influence of temperature and organic load on chemical disinfection of Geobacillus steareothermophilus spores, a surrogate for Bacillus anthracis | 5% w/v garden soil, 0.35% w/v tryptone, 0.25% w/v bovine serum, 0.04% w/v mucin | Liquid Ambiguous | CFU | 100000000 |  |  | 0.79 | cm^2 | 7.9e-05 | m^2 | combined |  |  | 0 |  |  |  |  | -20 |  | 50 | stainless steel with organic and soil load | time until neutralization | 1440 |  |  | 0.71023 | LR | [5 empty] | 2 |  | 0.05 | mL | 0.05 | mL | [6 empty] | 0.63291 | mL/cm^2
Guan 2013 Influence of temperature and organic load on chemical disinfection of Geobacillus steareothermophilus spores, a surrogate for Bacillus anthracis | 5% w/v garden soil, 0.35% w/v tryptone, 0.25% w/v bovine serum, 0.04% w/v mucin | Liquid Ambiguous | CFU | 100000000 |  |  | 0.79 | cm^2 | 7.9e-05 | m^2 | combined |  |  | 0 |  |  |  |  | 4 |  | 50 | stainless steel with organic and soil load | time until neutralization | 4.98 |  |  | 0.72911 | LR | [5 empty] | 2 |  | 0.05 | mL | 0.05 | mL | [6 empty] | 0.63291 | mL/cm^2
Guan 2013 Influence of temperature and organic load on chemical disinfection of Geobacillus steareothermophilus spores, a surrogate for Bacillus anthracis | 5% w/v garden soil, 0.35% w/v tryptone, 0.25% w/v bovine serum, 0.04% w/v mucin | Liquid Ambiguous | CFU | 100000000 |  |  | 0.79 | cm^2 | 7.9e-05 | m^2 | combined |  |  | 0 |  |  |  |  | 4 |  | 50 | stainless steel with organic and soil load | time until neutralization | 15 |  |  | 0.71713 | LR | [5 empty] | 2 |  | 0.05 | mL | 0.05 | mL | [6 empty] | 0.63291 | mL/cm^2
Guan 2013 Influence of temperature and organic load on chemical disinfection of Geobacillus steareothermophilus spores, a surrogate for Bacillus anthracis | 5% w/v garden soil, 0.35% w/v tryptone, 0.25% w/v bovine serum, 0.04% w/v mucin | Liquid Ambiguous | CFU | 100000000 |  |  | 0.79 | cm^2 | 7.9e-05 | m^2 | combined |  |  | 0 |  |  |  |  | 4 |  | 50 | stainless steel with organic and soil load | time until neutralization | 30 |  |  | 0.70445 | LR | [5 empty] | 2 |  | 0.05 | mL | 0.05 | mL | [6 empty] | 0.63291 | mL/cm^2
Guan 2013 Influence of temperature and organic load on chemical disinfection of Geobacillus steareothermophilus spores, a surrogate for Bacillus anthracis | 5% w/v garden soil, 0.35% w/v tryptone, 0.25% w/v bovine serum, 0.04% w/v mucin | Liquid Ambiguous | CFU | 100000000 |  |  | 0.79 | cm^2 | 7.9e-05 | m^2 | combined |  |  | 0 |  |  |  |  | 4 |  | 50 | stainless steel with organic and soil load | time until neutralization | 60 |  |  | 0.77405 | LR | [5 empty] | 2 |  | 0.05 | mL | 0.05 | mL | [6 empty] | 0.63291 | mL/cm^2
Guan 2013 Influence of temperature and organic load on chemical disinfection of Geobacillus steareothermophilus spores, a surrogate for Bacillus anthracis | 5% w/v garden soil, 0.35% w/v tryptone, 0.25% w/v bovine serum, 0.04% w/v mucin | Liquid Ambiguous | CFU | 100000000 |  |  | 0.79 | cm^2 | 7.9e-05 | m^2 | combined |  |  | 0 |  |  |  |  | 4 |  | 50 | stainless steel with organic and soil load | time until neutralization | 120 |  |  | 0.4189 | LR | [5 empty] | 2 |  | 0.05 | mL | 0.05 | mL | [6 empty] | 0.63291 | mL/cm^2
Guan 2013 Influence of temperature and organic load on chemical disinfection of Geobacillus steareothermophilus spores, a surrogate for Bacillus anthracis | 5% w/v garden soil, 0.35% w/v tryptone, 0.25% w/v bovine serum, 0.04% w/v mucin | Liquid Ambiguous | CFU | 100000000 |  |  | 0.79 | cm^2 | 7.9e-05 | m^2 | combined |  |  | 0 |  |  |  |  | 4 |  | 50 | stainless steel with organic and soil load | time until neutralization | 1440 |  |  | 4.3542 | LR | [5 empty] | 2 |  | 0.05 | mL | 0.05 | mL | [6 empty] | 0.63291 | mL/cm^2
Guan 2013 Influence of temperature and organic load on chemical disinfection of Geobacillus steareothermophilus spores, a surrogate for Bacillus anthracis | 5% w/v garden soil, 0.35% w/v tryptone, 0.25% w/v bovine serum, 0.04% w/v mucin | Liquid Ambiguous | CFU | 100000000 |  |  | 0.79 | cm^2 | 7.9e-05 | m^2 | combined |  |  | 0 |  |  |  |  | 10 |  | 50 | stainless steel with organic and soil load | time until neutralization | 4.98 |  |  | 0.66064 | LR | [5 empty] | 2 |  | 0.05 | mL | 0.05 | mL | [6 empty] | 0.63291 | mL/cm^2
Guan 2013 Influence of temperature and organic load on chemical disinfection of Geobacillus steareothermophilus spores, a surrogate for Bacillus anthracis | 5% w/v garden soil, 0.35% w/v tryptone, 0.25% w/v bovine serum, 0.04% w/v mucin | Liquid Ambiguous | CFU | 100000000 |  |  | 0.79 | cm^2 | 7.9e-05 | m^2 | combined |  |  | 0 |  |  |  |  | 10 |  | 50 | stainless steel with organic and soil load | time until neutralization | 15 |  |  | 0.67597 | LR | [5 empty] | 2 |  | 0.05 | mL | 0.05 | mL | [6 empty] | 0.63291 | mL/cm^2
Guan 2013 Influence of temperature and organic load on chemical disinfection of Geobacillus steareothermophilus spores, a surrogate for Bacillus anthracis | 5% w/v garden soil, 0.35% w/v tryptone, 0.25% w/v bovine serum, 0.04% w/v mucin | Liquid Ambiguous | CFU | 100000000 |  |  | 0.79 | cm^2 | 7.9e-05 | m^2 | combined |  |  | 0 |  |  |  |  | 10 |  | 50 | stainless steel with organic and soil load | time until neutralization | 30 |  |  | 0.033217 | LR | [5 empty] | 2 |  | 0.05 | mL | 0.05 | mL | [6 empty] | 0.63291 | mL/cm^2
Guan 2013 Influence of temperature and organic load on chemical disinfection of Geobacillus steareothermophilus spores, a surrogate for Bacillus anthracis | 5% w/v garden soil, 0.35% w/v tryptone, 0.25% w/v bovine serum, 0.04% w/v mucin | Liquid Ambiguous | CFU | 100000000 |  |  | 0.79 | cm^2 | 7.9e-05 | m^2 | combined |  |  | 0 |  |  |  |  | 10 |  | 50 | stainless steel with organic and soil load | time until neutralization | 60 |  |  | 0.73283 | LR | [5 empty] | 2 |  | 0.05 | mL | 0.05 | mL | [6 empty] | 0.63291 | mL/cm^2
Guan 2013 Influence of temperature and organic load on chemical disinfection of Geobacillus steareothermophilus spores, a surrogate for Bacillus anthracis | 5% w/v garden soil, 0.35% w/v tryptone, 0.25% w/v bovine serum, 0.04% w/v mucin | Liquid Ambiguous | CFU | 100000000 |  |  | 0.79 | cm^2 | 7.9e-05 | m^2 | combined |  |  | 0 |  |  |  |  | 10 |  | 50 | stainless steel with organic and soil load | time until neutralization | 120 |  |  | 0.44634 | LR | [5 empty] | 2 |  | 0.05 | mL | 0.05 | mL | [6 empty] | 0.63291 | mL/cm^2
Guan 2013 Influence of temperature and organic load on chemical disinfection of Geobacillus steareothermophilus spores, a surrogate for Bacillus anthracis | 5% w/v garden soil, 0.35% w/v tryptone, 0.25% w/v bovine serum, 0.04% w/v mucin | Liquid Ambiguous | CFU | 100000000 |  |  | 0.79 | cm^2 | 7.9e-05 | m^2 | combined |  |  | 0 |  |  |  |  | 10 |  | 50 | stainless steel with organic and soil load | time until neutralization | 1440 |  |  | 5.1623 | LR | [5 empty] | 2 |  | 0.05 | mL | 0.05 | mL | [6 empty] | 0.63291 | mL/cm^2
Buhr 2013 Decontamition of materials contamited with Bacillus anthracis and Bacillus thuringiensis Al Hakam spores using PES-Solid, a solid source of peracetic acid |  | Liquid Ambiguous | CFU | 100000000 |  |  | 2 | cm^2 | 0.0002 | m^2 | discarded (but spores filtered out) |  |  | 50 | g/L |  |  |  | 25 |  | 50 | CARC-W coated stainless steel | time until neutralization | 15 |  |  | 1.3 | LSurv | 0.8 | SD |  |  | 7 | 3 | No damage | 2 | mL | 2 | mL | [6 empty] | 10 | mL/cm^2 |  |  |  |  | 7
Buhr 2013 Decontamition of materials contamited with Bacillus anthracis and Bacillus thuringiensis Al Hakam spores using PES-Solid, a solid source of peracetic acid |  | Liquid Ambiguous | CFU | 100000000 |  |  | 2 | cm^2 | 0.0002 | m^2 | discarded (but spores filtered out) |  |  | 50 | g/L |  |  |  | 25 |  | 50 | CARC-W coated stainless steel | time until neutralization | 15 |  |  | 1.6 | LSurv | 1.3 | SD |  |  | 7 | 5 | No damage | 2 | mL | 2 | mL | [6 empty] | 10 | mL/cm^2 |  |  |  |  | 7
Buhr 2013 Decontamition of materials contamited with Bacillus anthracis and Bacillus thuringiensis Al Hakam spores using PES-Solid, a solid source of peracetic acid |  | Liquid Ambiguous | CFU | 100000000 |  |  | 2 | cm^2 | 0.0002 | m^2 | discarded (but spores filtered out) |  |  | 50 | g/L |  |  |  | 25 |  | 50 | CARC-W coated stainless steel | time until neutralization | 15 |  |  | 1.3 | LSurv | 1.6 | SD |  |  | 7 | 5 | No damage | 2 | mL | 2 | mL | [6 empty] | 10 | mL/cm^2 |  |  |  |  | 7
Buhr 2013 Decontamition of materials contamited with Bacillus anthracis and Bacillus thuringiensis Al Hakam spores using PES-Solid, a solid source of peracetic acid |  | Liquid Ambiguous | CFU | 100000000 |  |  | 2 | cm^2 | 0.0002 | m^2 | discarded (but spores filtered out) |  |  | 50 | g/L |  |  |  | 25 |  | 50 | MgF2 glass | time until neutralization | 15 |  |  | 0.0 | LSurv | 0 | SD |  |  | 7 | 3 | No damage | 2 | mL | 2 | mL | [5 empty] | glass | 10 | mL/cm^2 |  |  |  |  | 7
Buhr 2013 Decontamition of materials contamited with Bacillus anthracis and Bacillus thuringiensis Al Hakam spores using PES-Solid, a solid source of peracetic acid |  | Liquid Ambiguous | CFU | 100000000 |  |  | 2 | cm^2 | 0.0002 | m^2 | discarded (but spores filtered out) |  |  | 50 | g/L |  |  |  | 25 |  | 50 | MgF2 glass | time until neutralization | 15 |  |  | 0.4 | LSurv | 0.8 | SD |  |  | 7 | 5 | No damage | 2 | mL | 2 | mL | [5 empty] | glass | 10 | mL/cm^2 |  |  |  |  | 7
Buhr 2013 Decontamition of materials contamited with Bacillus anthracis and Bacillus thuringiensis Al Hakam spores using PES-Solid, a solid source of peracetic acid |  | Liquid Ambiguous | CFU | 100000000 |  |  | 2 | cm^2 | 0.0002 | m^2 | discarded (but spores filtered out) |  |  | 50 | g/L |  |  |  | 25 |  | 50 | MgF2 glass | time until neutralization | 15 |  |  | 0.0 | LSurv | 0 | SD |  |  | 7 | 5 | No damage | 2 | mL | 2 | mL | [5 empty] | glass | 10 | mL/cm^2 |  |  |  |  | 7
Buhr 2013 Decontamition of materials contamited with Bacillus anthracis and Bacillus thuringiensis Al Hakam spores using PES-Solid, a solid source of peracetic acid |  | Liquid Ambiguous | CFU | 100000000 |  |  | 2 | cm^2 | 0.0002 | m^2 | discarded (but spores filtered out) |  |  | 50 | g/L |  |  |  | 25 |  | 50 | Stainless steel 304 | time until neutralization | 15 |  |  | 0.3 | LSurv | 0.8 | SD |  |  | 7 | 3 | No damage | 2 | mL | 2 | mL | [5 empty] | steel | 10 | mL/cm^2 |  |  |  |  | 7
Buhr 2013 Decontamition of materials contamited with Bacillus anthracis and Bacillus thuringiensis Al Hakam spores using PES-Solid, a solid source of peracetic acid |  | Liquid Ambiguous | CFU | 10000000 |  |  | 2 | cm^2 | 0.0002 | m^2 | discarded (but spores filtered out) |  |  | 50 | g/L |  |  |  | 25 |  | 50 | Stainless steel 304 | time until neutralization | 15 |  |  | 0.0 | LSurv | 0 | SD |  |  | 7 | 5 | No damage | 2 | mL | 2 | mL | [5 empty] | steel | 10 | mL/cm^2 |  |  |  |  | 7
Buhr 2013 Decontamition of materials contamited with Bacillus anthracis and Bacillus thuringiensis Al Hakam spores using PES-Solid, a solid source of peracetic acid |  | Liquid Ambiguous | CFU | 10000000 |  |  | 2 | cm^2 | 0.0002 | m^2 | discarded (but spores filtered out) |  |  | 50 | g/L |  |  |  | 25 |  | 50 | Stainless steel 304 | time until neutralization | 15 |  |  | 0.0 | LSurv | 0 | SD |  |  | 7 | 5 | No damage | 2 | mL | 2 | mL | [5 empty] | steel | 10 | mL/cm^2 |  |  |  |  | 7
Buhr 2013 Decontamition of materials contamited with Bacillus anthracis and Bacillus thuringiensis Al Hakam spores using PES-Solid, a solid source of peracetic acid |  | Liquid Ambiguous | CFU | 10000000 |  |  | 2 | cm^2 | 0.0002 | m^2 | discarded (but spores filtered out) |  |  | 50 | g/L |  |  |  | 25 |  | 50 | aircraft performance coated aluminum (APC) | time until neutralization | 15 |  |  | 0.0 | LSurv | 0 | SD |  |  | 7 | 3 | No damage | 2 | mL | 2 | mL | [6 empty] | 10 | mL/cm^2 |  |  |  |  | 7
Buhr 2013 Decontamition of materials contamited with Bacillus anthracis and Bacillus thuringiensis Al Hakam spores using PES-Solid, a solid source of peracetic acid |  | Liquid Ambiguous | CFU | 10000000 |  |  | 2 | cm^2 | 0.0002 | m^2 | discarded (but spores filtered out) |  |  | 50 | g/L |  |  |  | 25 |  | 50 | aircraft performance coated aluminum (APC) | time until neutralization | 15 |  |  | 0.0 | LSurv | 0 | SD |  |  | 7 | 5 | No damage | 2 | mL | 2 | mL | [6 empty] | 10 | mL/cm^2 |  |  |  |  | 7
Buhr 2013 Decontamition of materials contamited with Bacillus anthracis and Bacillus thuringiensis Al Hakam spores using PES-Solid, a solid source of peracetic acid |  | Liquid Ambiguous | CFU | 10000000 |  |  | 2 | cm^2 | 0.0002 | m^2 | discarded (but spores filtered out) |  |  | 50 | g/L |  |  |  | 25 |  | 50 | aircraft performance coated aluminum (APC) | time until neutralization | 15 |  |  | 0.0 | LSurv | 0 | SD |  |  | 7 | 5 | No damage | 2 | mL | 2 | mL | [6 empty] | 10 | mL/cm^2 |  |  |  |  | 7
Buhr 2013 Decontamition of materials contamited with Bacillus anthracis and Bacillus thuringiensis Al Hakam spores using PES-Solid, a solid source of peracetic acid |  | Liquid Ambiguous | CFU | 10000000 |  |  | 2 | cm^2 | 0.0002 | m^2 | discarded (but spores filtered out) |  |  | 50 | g/L |  |  |  | 25 |  | 50 | vy ship topcoated stainless steel (NTC) | time until neutralization | 15 |  |  | 0.4 | LSurv | 0.9 | SD |  |  | 7 | 3 | No damage | 2 | mL | 2 | mL | [6 empty] | 10 | mL/cm^2 |  |  |  |  | 7
Buhr 2013 Decontamition of materials contamited with Bacillus anthracis and Bacillus thuringiensis Al Hakam spores using PES-Solid, a solid source of peracetic acid |  | Liquid Ambiguous | CFU | 10000000 |  |  | 2 | cm^2 | 0.0002 | m^2 | discarded (but spores filtered out) |  |  | 50 | g/L |  |  |  | 25 |  | 50 | vy ship topcoated stainless steel (NTC) | time until neutralization | 15 |  |  | 0.1 | LSurv | 0.3 | SD |  |  | 7 | 5 | No damage | 2 | mL | 2 | mL | [6 empty] | 10 | mL/cm^2 |  |  |  |  | 7
Buhr 2013 Decontamition of materials contamited with Bacillus anthracis and Bacillus thuringiensis Al Hakam spores using PES-Solid, a solid source of peracetic acid |  | Liquid Ambiguous | CFU | 10000000 |  |  | 2 | cm^2 | 0.0002 | m^2 | discarded (but spores filtered out) |  |  | 50 | g/L |  |  |  | 25 |  | 50 | vy ship topcoated stainless steel (NTC) | time until neutralization | 15 |  |  | 0.4 | LSurv | 0.8 | SD |  |  | 7 | 5 | No damage | 2 | mL | 2 | mL | [6 empty] | 10 | mL/cm^2 |  |  |  |  | 7
Buhr 2013 Decontamition of materials contamited with Bacillus anthracis and Bacillus thuringiensis Al Hakam spores using PES-Solid, a solid source of peracetic acid |  | Liquid Ambiguous | CFU | 10000000 |  |  | 2 | cm^2 | 0.0002 | m^2 | discarded (but spores filtered out) |  |  | 50 | g/L |  |  |  | 25 |  | 50 | Lexan | time until neutralization | 15 |  |  | 0.0 | LSurv | 0 | SD |  |  | 7 | 3 | No damage | 2 | mL | 2 | mL | [6 empty] | 10 | mL/cm^2 |  |  |  |  | 7
Buhr 2013 Decontamition of materials contamited with Bacillus anthracis and Bacillus thuringiensis Al Hakam spores using PES-Solid, a solid source of peracetic acid |  | Liquid Ambiguous | CFU | 10000000 |  |  | 2 | cm^2 | 0.0002 | m^2 | discarded (but spores filtered out) |  |  | 50 | g/L |  |  |  | 25 |  | 50 | Lexan | time until neutralization | 15 |  |  | 0.0 | LSurv | 0 | SD |  |  | 7 | 5 | No damage | 2 | mL | 2 | mL | [6 empty] | 10 | mL/cm^2 |  |  |  |  | 7
Buhr 2013 Decontamition of materials contamited with Bacillus anthracis and Bacillus thuringiensis Al Hakam spores using PES-Solid, a solid source of peracetic acid |  | Liquid Ambiguous | CFU | 10000000 |  |  | 2 | cm^2 | 0.0002 | m^2 | discarded (but spores filtered out) |  |  | 50 | g/L |  |  |  | 25 |  | 50 | Lexan | time until neutralization | 15 |  |  | 0.3 | LSurv | 0.3 | SD |  |  | 7 | 5 | No damage | 2 | mL | 2 | mL | [6 empty] | 10 | mL/cm^2 |  |  |  |  | 7
Buhr 2013 Decontamition of materials contamited with Bacillus anthracis and Bacillus thuringiensis Al Hakam spores using PES-Solid, a solid source of peracetic acid |  | Liquid Ambiguous | CFU | 10000000 |  |  | 2 | cm^2 | 0.0002 | m^2 | discarded (but spores filtered out) |  |  | 50 | g/L |  |  |  | 25 |  | 50 | LDPE | time until neutralization | 15 |  |  | 0.0 | LSurv | 0 | SD |  |  | 7 | 3 | No damage | 2 | mL | 2 | mL | [6 empty] | 10 | mL/cm^2 |  |  |  |  | 7
Buhr 2013 Decontamition of materials contamited with Bacillus anthracis and Bacillus thuringiensis Al Hakam spores using PES-Solid, a solid source of peracetic acid |  | Liquid Ambiguous | CFU | 10000000 |  |  | 2 | cm^2 | 0.0002 | m^2 | discarded (but spores filtered out) |  |  | 50 | g/L |  |  |  | 25 |  | 50 | LDPE | time until neutralization | 15 |  |  | 0.0 | LSurv | 0 | SD |  |  | 7 | 5 | No damage | 2 | mL | 2 | mL | [6 empty] | 10 | mL/cm^2 |  |  |  |  | 7
Buhr 2013 Decontamition of materials contamited with Bacillus anthracis and Bacillus thuringiensis Al Hakam spores using PES-Solid, a solid source of peracetic acid |  | Liquid Ambiguous | CFU | 10000000 |  |  | 2 | cm^2 | 0.0002 | m^2 | discarded (but spores filtered out) |  |  | 50 | g/L |  |  |  | 25 |  | 50 | LDPE | time until neutralization | 15 |  |  | 0.0 | LSurv | 0 | SD |  |  | 7 | 5 | No damage | 2 | mL | 2 | mL | [6 empty] | 10 | mL/cm^2 |  |  |  |  | 7
Buhr 2013 Decontamition of materials contamited with Bacillus anthracis and Bacillus thuringiensis Al Hakam spores using PES-Solid, a solid source of peracetic acid |  | Liquid Ambiguous | CFU | 10000000 |  |  | 2 | cm^2 | 0.0002 | m^2 | discarded (but spores filtered out) |  |  | 50 | g/L |  |  |  | 25 |  | 50 | CARC-W coated stainless steel | time until neutralization | 15 |  |  | 1.9 | LSurv | 1.0 | SD |  |  | 7 | 3 | No damage | 2 | mL | 2 | mL | [6 empty] | 10 | mL/cm^2 |  |  |  |  | 7
Buhr 2013 Decontamition of materials contamited with Bacillus anthracis and Bacillus thuringiensis Al Hakam spores using PES-Solid, a solid source of peracetic acid |  | Liquid Ambiguous | CFU | 100000 |  |  | 2 | cm^2 | 0.0002 | m^2 | discarded (but spores filtered out) |  |  | 50 | g/L |  |  |  | 25 |  | 50 | CARC-W coated stainless steel | time until neutralization | 15 |  |  | 1.9 | LSurv | 1.2 | SD |  |  | 7 | 5 | No damage | 2 | mL | 2 | mL | [6 empty] | 10 | mL/cm^2 |  |  |  |  | 7
Buhr 2013 Decontamition of materials contamited with Bacillus anthracis and Bacillus thuringiensis Al Hakam spores using PES-Solid, a solid source of peracetic acid |  | Liquid Ambiguous | CFU | 100000 |  |  | 2 | cm^2 | 0.0002 | m^2 | discarded (but spores filtered out) |  |  | 50 | g/L |  |  |  | 25 |  | 50 | CARC-W coated stainless steel | time until neutralization | 15 |  |  | 2.2 | LSurv | 1.3 | SD |  |  | 7 | 5 | No damage | 2 | mL | 2 | mL | [6 empty] | 10 | mL/cm^2 |  |  |  |  | 7
Buhr 2013 Decontamition of materials contamited with Bacillus anthracis and Bacillus thuringiensis Al Hakam spores using PES-Solid, a solid source of peracetic acid |  | Liquid Ambiguous | CFU | 100000 |  |  | 2 | cm^2 | 0.0002 | m^2 | discarded (but spores filtered out) |  |  | 50 | g/L |  |  |  | 25 |  | 50 | MgF2 glass | time until neutralization | 15 |  |  | 0.0 | LSurv | 0 | SD |  |  | 7 | 3 | No damage | 2 | mL | 2 | mL | [5 empty] | glass | 10 | mL/cm^2 |  |  |  |  | 7
Buhr 2013 Decontamition of materials contamited with Bacillus anthracis and Bacillus thuringiensis Al Hakam spores using PES-Solid, a solid source of peracetic acid |  | Liquid Ambiguous | CFU | 1000 |  |  | 2 | cm^2 | 0.0002 | m^2 | discarded (but spores filtered out) |  |  | 50 | g/L |  |  |  | 25 |  | 50 | MgF2 glass | time until neutralization | 15 |  |  | 0.0 | LSurv | 0 | SD |  |  | 7 | 5 | No damage | 2 | mL | 2 | mL | [5 empty] | glass | 10 | mL/cm^2 |  |  |  |  | 7
Buhr 2013 Decontamition of materials contamited with Bacillus anthracis and Bacillus thuringiensis Al Hakam spores using PES-Solid, a solid source of peracetic acid |  | Liquid Ambiguous | CFU | 1000 |  |  | 2 | cm^2 | 0.0002 | m^2 | discarded (but spores filtered out) |  |  | 50 | g/L |  |  |  | 25 |  | 50 | MgF2 glass | time until neutralization | 15 |  |  | 0.0 | LSurv | 0 | SD |  |  | 7 | 5 | No damage | 2 | mL | 2 | mL | [5 empty] | glass | 10 | mL/cm^2 |  |  |  |  | 7
Buhr 2013 Decontamition of materials contamited with Bacillus anthracis and Bacillus thuringiensis Al Hakam spores using PES-Solid, a solid source of peracetic acid |  | Liquid Ambiguous | CFU | 1000 |  |  | 2 | cm^2 | 0.0002 | m^2 | discarded (but spores filtered out) |  |  | 50 | g/L |  |  |  | 25 |  | 50 | Stainless steel 304 | time until neutralization | 15 |  |  | 0.0 | LSurv | 0 | SD |  |  | 7 | 3 | No damage | 2 | mL | 2 | mL | [5 empty] | steel | 10 | mL/cm^2 |  |  |  |  | 7
Buhr 2013 Decontamition of materials contamited with Bacillus anthracis and Bacillus thuringiensis Al Hakam spores using PES-Solid, a solid source of peracetic acid |  | Liquid Ambiguous | CFU | 1000 |  |  | 2 | cm^2 | 0.0002 | m^2 | discarded (but spores filtered out) |  |  | 50 | g/L |  |  |  | 25 |  | 50 | Stainless steel 304 | time until neutralization | 15 |  |  | 0.0 | LSurv | 0 | SD |  |  | 7 | 5 | No damage | 2 | mL | 2 | mL | [5 empty] | steel | 10 | mL/cm^2 |  |  |  |  | 7
Buhr 2013 Decontamition of materials contamited with Bacillus anthracis and Bacillus thuringiensis Al Hakam spores using PES-Solid, a solid source of peracetic acid |  | Liquid Ambiguous | CFU | 10000000 |  |  | 2 | cm^2 | 0.0002 | m^2 | discarded (but spores filtered out) |  |  | 50 | g/L |  |  |  | 25 |  | 50 | Stainless steel 304 | time until neutralization | 15 |  |  | 0.0 | LSurv | 0 | SD |  |  | 7 | 5 | No damage | 2 | mL | 2 | mL | [5 empty] | steel | 10 | mL/cm^2 |  |  |  |  | 7
Buhr 2013 Decontamition of materials contamited with Bacillus anthracis and Bacillus thuringiensis Al Hakam spores using PES-Solid, a solid source of peracetic acid |  | Liquid Ambiguous | CFU | 10000000 |  |  | 2 | cm^2 | 0.0002 | m^2 | discarded (but spores filtered out) |  |  | 50 | g/L |  |  |  | 25 |  | 50 | aircraft performance coated aluminum (APC) | time until neutralization | 15 |  |  | 0.1 | LSurv | 0.2 | SD |  |  | 7 | 3 | No damage | 2 | mL | 2 | mL | [6 empty] | 10 | mL/cm^2 |  |  |  |  | 7
Buhr 2013 Decontamition of materials contamited with Bacillus anthracis and Bacillus thuringiensis Al Hakam spores using PES-Solid, a solid source of peracetic acid |  | Liquid Ambiguous | CFU | 10000000 |  |  | 2 | cm^2 | 0.0002 | m^2 | discarded (but spores filtered out) |  |  | 50 | g/L |  |  |  | 25 |  | 50 | aircraft performance coated aluminum (APC) | time until neutralization | 15 |  |  | 0.0 | LSurv | 0 | SD |  |  | 7 | 5 | No damage | 2 | mL | 2 | mL | [6 empty] | 10 | mL/cm^2 |  |  |  |  | 7
Buhr 2013 Decontamition of materials contamited with Bacillus anthracis and Bacillus thuringiensis Al Hakam spores using PES-Solid, a solid source of peracetic acid |  | Liquid Ambiguous | CFU | 10000000 |  |  | 2 | cm^2 | 0.0002 | m^2 | discarded (but spores filtered out) |  |  | 50 | g/L |  |  |  | 25 |  | 50 | aircraft performance coated aluminum (APC) | time until neutralization | 15 |  |  | 0.0 | LSurv | 0 | SD |  |  | 7 | 5 | No damage | 2 | mL | 2 | mL | [6 empty] | 10 | mL/cm^2 |  |  |  |  | 7
Buhr 2013 Decontamition of materials contamited with Bacillus anthracis and Bacillus thuringiensis Al Hakam spores using PES-Solid, a solid source of peracetic acid |  | Liquid Ambiguous | CFU | 10000000 |  |  | 2 | cm^2 | 0.0002 | m^2 | discarded (but spores filtered out) |  |  | 50 | g/L |  |  |  | 25 |  | 50 | vy ship topcoated stainless steel (NTC) | time until neutralization | 15 |  |  | 0.5 | LSurv | 0.8 | SD |  |  | 7 | 3 | No damage | 2 | mL | 2 | mL | [6 empty] | 10 | mL/cm^2 |  |  |  |  | 7
Buhr 2013 Decontamition of materials contamited with Bacillus anthracis and Bacillus thuringiensis Al Hakam spores using PES-Solid, a solid source of peracetic acid |  | Liquid Ambiguous | CFU | 10000000 |  |  | 2 | cm^2 | 0.0002 | m^2 | discarded (but spores filtered out) |  |  | 50 | g/L |  |  |  | 25 |  | 50 | vy ship topcoated stainless steel (NTC) | time until neutralization | 15 |  |  | 0.2 | LSurv | 0.3 | SD |  |  | 7 | 5 | No damage | 2 | mL | 2 | mL | [6 empty] | 10 | mL/cm^2 |  |  |  |  | 7
Buhr 2013 Decontamition of materials contamited with Bacillus anthracis and Bacillus thuringiensis Al Hakam spores using PES-Solid, a solid source of peracetic acid |  | Liquid Ambiguous | CFU | 10000000 |  |  | 2 | cm^2 | 0.0002 | m^2 | discarded (but spores filtered out) |  |  | 50 | g/L |  |  |  | 25 |  | 50 | vy ship topcoated stainless steel (NTC) | time until neutralization | 15 |  |  | 0.7 | LSurv | 1.0 | SD |  |  | 7 | 5 | No damage | 2 | mL | 2 | mL | [6 empty] | 10 | mL/cm^2 |  |  |  |  | 7
Buhr 2013 Decontamition of materials contamited with Bacillus anthracis and Bacillus thuringiensis Al Hakam spores using PES-Solid, a solid source of peracetic acid |  | Liquid Ambiguous | CFU | 10000000 |  |  | 2 | cm^2 | 0.0002 | m^2 | discarded (but spores filtered out) |  |  | 50 | g/L |  |  |  | 25 |  | 50 | Lexan | time until neutralization | 15 |  |  | 0.8 | LSurv | 1.1 | SD |  |  | 7 | 3 | No damage | 2 | mL | 2 | mL | [6 empty] | 10 | mL/cm^2 |  |  |  |  | 7
Buhr 2013 Decontamition of materials contamited with Bacillus anthracis and Bacillus thuringiensis Al Hakam spores using PES-Solid, a solid source of peracetic acid |  | Liquid Ambiguous | CFU | 10000000 |  |  | 2 | cm^2 | 0.0002 | m^2 | discarded (but spores filtered out) |  |  | 50 | g/L |  |  |  | 25 |  | 50 | Lexan | time until neutralization | 15 |  |  | 0.1 | LSurv | 0.2 | SD |  |  | 7 | 5 | No damage | 2 | mL | 2 | mL | [6 empty] | 10 | mL/cm^2 |  |  |  |  | 7
Buhr 2013 Decontamition of materials contamited with Bacillus anthracis and Bacillus thuringiensis Al Hakam spores using PES-Solid, a solid source of peracetic acid |  | Liquid Ambiguous | CFU | 10000000 |  |  | 2 | cm^2 | 0.0002 | m^2 | discarded (but spores filtered out) |  |  | 50 | g/L |  |  |  | 25 |  | 50 | Lexan | time until neutralization | 15 |  |  | 0.0 | LSurv | 0 | SD |  |  | 7 | 5 | No damage | 2 | mL | 2 | mL | [6 empty] | 10 | mL/cm^2 |  |  |  |  | 7
Buhr 2013 Decontamition of materials contamited with Bacillus anthracis and Bacillus thuringiensis Al Hakam spores using PES-Solid, a solid source of peracetic acid |  | Liquid Ambiguous | CFU | 10000000 |  |  | 2 | cm^2 | 0.0002 | m^2 | discarded (but spores filtered out) |  |  | 50 | g/L |  |  |  | 25 |  | 50 | LDPE | time until neutralization | 15 |  |  | 0.0 | LSurv | 0 | SD |  |  | 7 | 3 | No damage | 2 | mL | 2 | mL | [6 empty] | 10 | mL/cm^2 |  |  |  |  | 7
Buhr 2013 Decontamition of materials contamited with Bacillus anthracis and Bacillus thuringiensis Al Hakam spores using PES-Solid, a solid source of peracetic acid |  | Liquid Ambiguous | CFU | 10000000 |  |  | 2 | cm^2 | 0.0002 | m^2 | discarded (but spores filtered out) |  |  | 50 | g/L |  |  |  | 25 |  | 50 | LDPE | time until neutralization | 15 |  |  | 0.4 | LSurv | 0.8 | SD |  |  | 7 | 5 | No damage | 2 | mL | 2 | mL | [6 empty] | 10 | mL/cm^2 |  |  |  |  | 7
Buhr 2013 Decontamition of materials contamited with Bacillus anthracis and Bacillus thuringiensis Al Hakam spores using PES-Solid, a solid source of peracetic acid |  | Liquid Ambiguous | CFU | 10000000 |  |  | 2 | cm^2 | 0.0002 | m^2 | discarded (but spores filtered out) |  |  | 50 | g/L |  |  |  | 25 |  | 50 | LDPE | time until neutralization | 15 |  |  | 0.1 | LSurv | 0.3 | SD |  |  | 7 | 5 | No damage | 2 | mL | 2 | mL | [6 empty] | 10 | mL/cm^2 |  |  |  |  | 7
Buhr 2013 Decontamition of materials contamited with Bacillus anthracis and Bacillus thuringiensis Al Hakam spores using PES-Solid, a solid source of peracetic acid |  | Liquid Ambiguous | CFU | 10000000 |  |  | 2 | cm^2 | 0.0002 | m^2 | discarded (but spores filtered out) |  |  | 50 | g/L |  |  |  | 25 |  | 50 | CARC-W coated stainless steel | time until neutralization | 15 |  |  | 0.4 | LSurv | 0.6 | SD |  |  | 7 | 3 | No damage | 2 | mL | 2 | mL | [6 empty] | 10 | mL/cm^2 |  |  |  |  | 7
Buhr 2013 Decontamition of materials contamited with Bacillus anthracis and Bacillus thuringiensis Al Hakam spores using PES-Solid, a solid source of peracetic acid |  | Liquid Ambiguous | CFU | 10000000 |  |  | 2 | cm^2 | 0.0002 | m^2 | discarded (but spores filtered out) |  |  | 50 | g/L |  |  |  | 25 |  | 50 | CARC-W coated stainless steel | time until neutralization | 15 |  |  | 0.0 | LSurv | 0 | SD |  |  | 7 | 5 | No damage | 2 | mL | 2 | mL | [6 empty] | 10 | mL/cm^2 |  |  |  |  | 7
Buhr 2013 Decontamition of materials contamited with Bacillus anthracis and Bacillus thuringiensis Al Hakam spores using PES-Solid, a solid source of peracetic acid |  | Liquid Ambiguous | CFU | 10000000 |  |  | 2 | cm^2 | 0.0002 | m^2 | discarded (but spores filtered out) |  |  | 50 | g/L |  |  |  | 25 |  | 50 | CARC-W coated stainless steel | time until neutralization | 15 |  |  | 0.0 | LSurv | 0 | SD |  |  | 7 | 5 | No damage | 2 | mL | 2 | mL | [6 empty] | 10 | mL/cm^2 |  |  |  |  | 7
Buhr 2013 Decontamition of materials contamited with Bacillus anthracis and Bacillus thuringiensis Al Hakam spores using PES-Solid, a solid source of peracetic acid |  | Liquid Ambiguous | CFU | 100000000 |  |  | 2 | cm^2 | 0.0002 | m^2 | discarded (but spores filtered out) |  |  | 50 | g/L |  |  |  | 25 |  | 50 | MgF2 glass | time until neutralization | 15 |  |  | 0.0 | LSurv | 0 | SD |  |  | 7 | 3 | No damage | 2 | mL | 2 | mL | [5 empty] | glass | 10 | mL/cm^2 |  |  |  |  | 7
Buhr 2013 Decontamition of materials contamited with Bacillus anthracis and Bacillus thuringiensis Al Hakam spores using PES-Solid, a solid source of peracetic acid |  | Liquid Ambiguous | CFU | 100000000 |  |  | 2 | cm^2 | 0.0002 | m^2 | discarded (but spores filtered out) |  |  | 50 | g/L |  |  |  | 25 |  | 50 | MgF2 glass | time until neutralization | 15 |  |  | 0.0 | LSurv | 0 | SD |  |  | 7 | 5 | No damage | 2 | mL | 2 | mL | [5 empty] | glass | 10 | mL/cm^2 |  |  |  |  | 7
Buhr 2013 Decontamition of materials contamited with Bacillus anthracis and Bacillus thuringiensis Al Hakam spores using PES-Solid, a solid source of peracetic acid |  | Liquid Ambiguous | CFU | 100000000 |  |  | 2 | cm^2 | 0.0002 | m^2 | discarded (but spores filtered out) |  |  | 50 | g/L |  |  |  | 25 |  | 50 | MgF2 glass | time until neutralization | 15 |  |  | 0.0 | LSurv | 0 | SD |  |  | 7 | 5 | No damage | 2 | mL | 2 | mL | [5 empty] | glass | 10 | mL/cm^2 |  |  |  |  | 7
Buhr 2013 Decontamition of materials contamited with Bacillus anthracis and Bacillus thuringiensis Al Hakam spores using PES-Solid, a solid source of peracetic acid |  | Liquid Ambiguous | CFU | 100000000 |  |  | 2 | cm^2 | 0.0002 | m^2 | discarded (but spores filtered out) |  |  | 50 | g/L |  |  |  | 25 |  | 50 | Stainless steel 304 | time until neutralization | 15 |  |  | 0.0 | LSurv | 0 | SD |  |  | 7 | 3 | No damage | 2 | mL | 2 | mL | [5 empty] | steel | 10 | mL/cm^2 |  |  |  |  | 7
Buhr 2013 Decontamition of materials contamited with Bacillus anthracis and Bacillus thuringiensis Al Hakam spores using PES-Solid, a solid source of peracetic acid |  | Liquid Ambiguous | CFU | 100000000 |  |  | 2 | cm^2 | 0.0002 | m^2 | discarded (but spores filtered out) |  |  | 50 | g/L |  |  |  | 25 |  | 50 | Stainless steel 304 | time until neutralization | 15 |  |  | 0.0 | LSurv | 0 | SD |  |  | 7 | 5 | No damage | 2 | mL | 2 | mL | [5 empty] | steel | 10 | mL/cm^2 |  |  |  |  | 7
Buhr 2013 Decontamition of materials contamited with Bacillus anthracis and Bacillus thuringiensis Al Hakam spores using PES-Solid, a solid source of peracetic acid |  | Liquid Ambiguous | CFU | 100000000 |  |  | 2 | cm^2 | 0.0002 | m^2 | discarded (but spores filtered out) |  |  | 50 | g/L |  |  |  | 25 |  | 50 | Stainless steel 304 | time until neutralization | 15 |  |  | 0.0 | LSurv | 0 | SD |  |  | 7 | 5 | No damage | 2 | mL | 2 | mL | [5 empty] | steel | 10 | mL/cm^2 |  |  |  |  | 7
Buhr 2013 Decontamition of materials contamited with Bacillus anthracis and Bacillus thuringiensis Al Hakam spores using PES-Solid, a solid source of peracetic acid |  | Liquid Ambiguous | CFU | 10000000 |  |  | 2 | cm^2 | 0.0002 | m^2 | discarded (but spores filtered out) |  |  | 50 | g/L |  |  |  | 25 |  | 50 | aircraft performance coated aluminum (APC) | time until neutralization | 15 |  |  | 0.0 | LSurv | 0 | SD |  |  | 7 | 3 | No damage | 2 | mL | 2 | mL | [6 empty] | 10 | mL/cm^2 |  |  |  |  | 7
Buhr 2013 Decontamition of materials contamited with Bacillus anthracis and Bacillus thuringiensis Al Hakam spores using PES-Solid, a solid source of peracetic acid |  | Liquid Ambiguous | CFU | 10000000 |  |  | 2 | cm^2 | 0.0002 | m^2 | discarded (but spores filtered out) |  |  | 50 | g/L |  |  |  | 25 |  | 50 | aircraft performance coated aluminum (APC) | time until neutralization | 15 |  |  | 0.0 | LSurv | 0 | SD |  |  | 7 | 5 | No damage | 2 | mL | 2 | mL | [6 empty] | 10 | mL/cm^2 |  |  |  |  | 7
Buhr 2013 Decontamition of materials contamited with Bacillus anthracis and Bacillus thuringiensis Al Hakam spores using PES-Solid, a solid source of peracetic acid |  | Liquid Ambiguous | CFU | 10000000 |  |  | 2 | cm^2 | 0.0002 | m^2 | discarded (but spores filtered out) |  |  | 50 | g/L |  |  |  | 25 |  | 50 | aircraft performance coated aluminum (APC) | time until neutralization | 15 |  |  | 0.0 | LSurv | 0 | SD |  |  | 7 | 5 | No damage | 2 | mL | 2 | mL | [6 empty] | 10 | mL/cm^2 |  |  |  |  | 7
Buhr 2013 Decontamition of materials contamited with Bacillus anthracis and Bacillus thuringiensis Al Hakam spores using PES-Solid, a solid source of peracetic acid |  | Liquid Ambiguous | CFU | 10000000 |  |  | 2 | cm^2 | 0.0002 | m^2 | discarded (but spores filtered out) |  |  | 50 | g/L |  |  |  | 25 |  | 50 | vy ship topcoated stainless steel (NTC) | time until neutralization | 15 |  |  | 0.0 | LSurv | 0 | SD |  |  | 7 | 3 | No damage | 2 | mL | 2 | mL | [6 empty] | 10 | mL/cm^2 |  |  |  |  | 7
Buhr 2013 Decontamition of materials contamited with Bacillus anthracis and Bacillus thuringiensis Al Hakam spores using PES-Solid, a solid source of peracetic acid |  | Liquid Ambiguous | CFU | 10000000 |  |  | 2 | cm^2 | 0.0002 | m^2 | discarded (but spores filtered out) |  |  | 50 | g/L |  |  |  | 25 |  | 50 | vy ship topcoated stainless steel (NTC) | time until neutralization | 15 |  |  | 0.7 | LSurv | 1.5 | SD |  |  | 7 | 5 | No damage | 2 | mL | 2 | mL | [6 empty] | 10 | mL/cm^2 |  |  |  |  | 7
Buhr 2013 Decontamition of materials contamited with Bacillus anthracis and Bacillus thuringiensis Al Hakam spores using PES-Solid, a solid source of peracetic acid |  | Liquid Ambiguous | CFU | 10000000 |  |  | 2 | cm^2 | 0.0002 | m^2 | discarded (but spores filtered out) |  |  | 50 | g/L |  |  |  | 25 |  | 50 | vy ship topcoated stainless steel (NTC) | time until neutralization | 15 |  |  | 2.6 | LSurv | 1.5 | SD |  |  | 7 | 5 | No damage | 2 | mL | 2 | mL | [6 empty] | 10 | mL/cm^2 |  |  |  |  | 7
Buhr 2013 Decontamition of materials contamited with Bacillus anthracis and Bacillus thuringiensis Al Hakam spores using PES-Solid, a solid source of peracetic acid |  | Liquid Ambiguous | CFU | 10000000 |  |  | 2 | cm^2 | 0.0002 | m^2 | discarded (but spores filtered out) |  |  | 50 | g/L |  |  |  | 25 |  | 50 | Lexan | time until neutralization | 15 |  |  | 0.0 | LSurv | 0 | SD |  |  | 7 | 3 | No damage | 2 | mL | 2 | mL | [6 empty] | 10 | mL/cm^2 |  |  |  |  | 7
Buhr 2013 Decontamition of materials contamited with Bacillus anthracis and Bacillus thuringiensis Al Hakam spores using PES-Solid, a solid source of peracetic acid |  | Liquid Ambiguous | CFU | 10000000 |  |  | 2 | cm^2 | 0.0002 | m^2 | discarded (but spores filtered out) |  |  | 50 | g/L |  |  |  | 25 |  | 50 | Lexan | time until neutralization | 15 |  |  | 0.0 | LSurv | 0 | SD |  |  | 7 | 5 | No damage | 2 | mL | 2 | mL | [6 empty] | 10 | mL/cm^2 |  |  |  |  | 7
Buhr 2013 Decontamition of materials contamited with Bacillus anthracis and Bacillus thuringiensis Al Hakam spores using PES-Solid, a solid source of peracetic acid |  | Liquid Ambiguous | CFU | 10000000 |  |  | 2 | cm^2 | 0.0002 | m^2 | discarded (but spores filtered out) |  |  | 50 | g/L |  |  |  | 25 |  | 50 | Lexan | time until neutralization | 15 |  |  | 0.0 | LSurv | 0 | SD |  |  | 7 | 5 | No damage | 2 | mL | 2 | mL | [6 empty] | 10 | mL/cm^2 |  |  |  |  | 7
Buhr 2013 Decontamition of materials contamited with Bacillus anthracis and Bacillus thuringiensis Al Hakam spores using PES-Solid, a solid source of peracetic acid |  | Liquid Ambiguous | CFU | 10000000 |  |  | 2 | cm^2 | 0.0002 | m^2 | discarded (but spores filtered out) |  |  | 50 | g/L |  |  |  | 25 |  | 50 | LDPE | time until neutralization | 15 |  |  | 0.0 | LSurv | 0 | SD |  |  | 7 | 3 | No damage | 2 | mL | 2 | mL | [6 empty] | 10 | mL/cm^2 |  |  |  |  | 7
Buhr 2013 Decontamition of materials contamited with Bacillus anthracis and Bacillus thuringiensis Al Hakam spores using PES-Solid, a solid source of peracetic acid |  | Liquid Ambiguous | CFU | 10000000 |  |  | 2 | cm^2 | 0.0002 | m^2 | discarded (but spores filtered out) |  |  | 50 | g/L |  |  |  | 25 |  | 50 | LDPE | time until neutralization | 15 |  |  | 0.0 | LSurv | 0 | SD |  |  | 7 | 5 | No damage | 2 | mL | 2 | mL | [6 empty] | 10 | mL/cm^2 |  |  |  |  | 7
Buhr 2013 Decontamition of materials contamited with Bacillus anthracis and Bacillus thuringiensis Al Hakam spores using PES-Solid, a solid source of peracetic acid |  | Liquid Ambiguous | CFU | 10000000 |  |  | 2 | cm^2 | 0.0002 | m^2 | discarded (but spores filtered out) |  |  | 50 | g/L |  |  |  | 25 |  | 50 | LDPE | time until neutralization | 15 |  |  | 0.0 | LSurv | 0 | SD |  |  | 7 | 5 | No damage | 2 | mL | 2 | mL | [6 empty] | 10 | mL/cm^2 |  |  |  |  | 7
Hilgren 2007 Ictivation of Bacillus anthracis spores by liquid biocides in the presence of food residue |  | Liquid Ambiguous | CFU | 10000000 |  |  | 0.785 | cm^2 | 7.85e-05 | m^2 | combined |  |  | 0.47353 | wt% |  |  |  | 10 |  | 50 | stainless steel | time until neutralization | 10 |  |  | 0.27506 | LR | [5 empty] | > 1 |  | 0.1 | mL | 0.1 | mL | [5 empty] | steel | 1.2739 | mL/cm^2
Hilgren 2007 Ictivation of Bacillus anthracis spores by liquid biocides in the presence of food residue |  | Liquid Ambiguous | CFU | 10000000 |  |  | 0.785 | cm^2 | 7.85e-05 | m^2 | combined |  |  | 0.98647 | wt% |  |  |  | 10 |  | 50 | stainless steel | time until neutralization | 10 |  |  | 1.7737 | LR | [5 empty] | > 1 |  | 0.1 | mL | 0.1 | mL | [5 empty] | steel | 1.2739 | mL/cm^2
Hilgren 2007 Ictivation of Bacillus anthracis spores by liquid biocides in the presence of food residue |  | Liquid Ambiguous | CFU | 100000000 |  |  | 0.785 | cm^2 | 7.85e-05 | m^2 | combined |  |  | 1.4784 | wt% |  |  |  | 10 |  | 50 | stainless steel | time until neutralization | 10 |  |  | 3.979 | LR | [5 empty] | > 1 |  | 0.1 | mL | 0.1 | mL | [5 empty] | steel | 1.2739 | mL/cm^2
Hilgren 2007 Ictivation of Bacillus anthracis spores by liquid biocides in the presence of food residue |  | Liquid Ambiguous | CFU | 100000000 |  |  | 0.785 | cm^2 | 7.85e-05 | m^2 | combined |  |  | 1.9915 | wt% |  |  |  | 10 |  | 50 | stainless steel | time until neutralization | 10 |  |  | 5.3009 | LR | [5 empty] | > 1 |  | 0.1 | mL | 0.1 | mL | [5 empty] | steel | 1.2739 | mL/cm^2
Hilgren 2007 Ictivation of Bacillus anthracis spores by liquid biocides in the presence of food residue |  | Liquid Ambiguous | CFU | 100000000 |  |  | 0.785 | cm^2 | 7.85e-05 | m^2 | combined |  |  | 2.4845 | wt% |  |  |  | 10 |  | 50 | stainless steel | time until neutralization | 10 |  |  | 6.4052 | LR | [5 empty] | > 1 |  | 0.1 | mL | 0.1 | mL | [5 empty] | steel | 1.2739 | mL/cm^2
Hilgren 2007 Ictivation of Bacillus anthracis spores by liquid biocides in the presence of food residue |  | Liquid Ambiguous | CFU | 100000000 |  |  | 0.785 | cm^2 | 7.85e-05 | m^2 | combined |  |  | 3.9667 | wt% |  |  |  | 10 |  | 50 | stainless steel | time until neutralization | 10 |  |  | 6.4289 | LR | [5 empty] | > 1 |  | 0.1 | mL | 0.1 | mL | [5 empty] | steel | 1.2739 | mL/cm^2
Hilgren 2007 Ictivation of Bacillus anthracis spores by liquid biocides in the presence of food residue |  | Liquid Ambiguous | CFU | 100000000 |  |  | 0.785 | cm^2 | 7.85e-05 | m^2 | combined |  |  | 0.22967 | wt% |  |  |  | 20 |  | 50 | stainless steel | time until neutralization | 10 |  |  | 0.49088 | LR | [5 empty] | > 1 |  | 0.1 | mL | 0.1 | mL | [5 empty] | steel | 1.2739 | mL/cm^2
Hilgren 2007 Ictivation of Bacillus anthracis spores by liquid biocides in the presence of food residue |  | Liquid Ambiguous | CFU | 100000000 |  |  | 0.785 | cm^2 | 7.85e-05 | m^2 | combined |  |  | 0.47069 | wt% |  |  |  | 20 |  | 50 | stainless steel | time until neutralization | 10 |  |  | 3.211 | LR | [5 empty] | > 1 |  | 0.1 | mL | 0.1 | mL | [5 empty] | steel | 1.2739 | mL/cm^2
Hilgren 2007 Ictivation of Bacillus anthracis spores by liquid biocides in the presence of food residue |  | Liquid Ambiguous | CFU | 100000000 |  |  | 0.785 | cm^2 | 7.85e-05 | m^2 | combined |  |  | 0.96896 | wt% |  |  |  | 20 |  | 50 | stainless steel | time until neutralization | 10 |  |  | 5.8784 | LR | [5 empty] | > 1 |  | 0.1 | mL | 0.1 | mL | [5 empty] | steel | 1.2739 | mL/cm^2
Hilgren 2007 Ictivation of Bacillus anthracis spores by liquid biocides in the presence of food residue |  | Liquid Ambiguous | CFU | 100000000 |  |  | 0.785 | cm^2 | 7.85e-05 | m^2 | combined |  |  | 1.4693 | wt% |  |  |  | 20 |  | 50 | stainless steel | time until neutralization | 10 |  |  | 6.4255 | LR | [5 empty] | > 1 |  | 0.1 | mL | 0.1 | mL | [5 empty] | steel | 1.2739 | mL/cm^2
Hilgren 2007 Ictivation of Bacillus anthracis spores by liquid biocides in the presence of food residue |  | Liquid Ambiguous | CFU | 100000000 |  |  | 0.785 | cm^2 | 7.85e-05 | m^2 | combined |  |  | 0.087013 | wt% |  |  |  | 30 |  | 50 | stainless steel | time until neutralization | 10 |  |  | 1.0336 | LR | [5 empty] | > 1 |  | 0.1 | mL | 0.1 | mL | [5 empty] | steel | 1.2739 | mL/cm^2
Hilgren 2007 Ictivation of Bacillus anthracis spores by liquid biocides in the presence of food residue |  | Liquid Ambiguous | CFU | 100000000 |  |  | 0.785 | cm^2 | 7.85e-05 | m^2 | combined |  |  | 0.22533 | wt% |  |  |  | 30 |  | 50 | stainless steel | time until neutralization | 10 |  |  | 4.9763 | LR | [5 empty] | > 1 |  | 0.1 | mL | 0.1 | mL | [5 empty] | steel | 1.2739 | mL/cm^2
Hilgren 2007 Ictivation of Bacillus anthracis spores by liquid biocides in the presence of food residue |  | Liquid Ambiguous | CFU | 100000000 |  |  | 0.785 | cm^2 | 7.85e-05 | m^2 | combined |  |  | 0.48117 | wt% |  |  |  | 30 |  | 50 | stainless steel | time until neutralization | 10 |  |  | 6.378 | LR | [5 empty] | > 1 |  | 0.1 | mL | 0.1 | mL | [5 empty] | steel | 1.2739 | mL/cm^2
Hilgren 2007 Ictivation of Bacillus anthracis spores by liquid biocides in the presence of food residue |  | Liquid Ambiguous | CFU | 100000000 |  |  | 0.785 | cm^2 | 7.85e-05 | m^2 | combined |  |  | 0.98871 | wt% |  |  |  | 30 |  | 50 | stainless steel | time until neutralization | 10 |  |  | 6.4494 | LR | [5 empty] | > 1 |  | 0.1 | mL | 0.1 | mL | [5 empty] | steel | 1.2739 | mL/cm^2
Hilgren 2007 Ictivation of Bacillus anthracis spores by liquid biocides in the presence of food residue | flour residue | Liquid Ambiguous | CFU | 100000000 |  |  | 0.785 | cm^2 | 7.85e-05 | m^2 | combined |  |  | 0.47926 | wt% |  |  |  | 10 |  | 50 | flour residue on stainless steel | time until neutralization | 10 |  |  | 0.32419 | LR | [5 empty] | > 1 |  | 0.1 | mL | 0.1 | mL | [6 empty] | 1.2739 | mL/cm^2
Hilgren 2007 Ictivation of Bacillus anthracis spores by liquid biocides in the presence of food residue | flour residue | Liquid Ambiguous | CFU | 100000000 |  |  | 0.785 | cm^2 | 7.85e-05 | m^2 | combined |  |  | 1.0047 | wt% |  |  |  | 10 |  | 50 | flour residue on stainless steel | time until neutralization | 10 |  |  | 1.5835 | LR | [5 empty] | > 1 |  | 0.1 | mL | 0.1 | mL | [6 empty] | 1.2739 | mL/cm^2
Hilgren 2007 Ictivation of Bacillus anthracis spores by liquid biocides in the presence of food residue | flour residue | Liquid Ambiguous | CFU | 100000000 |  |  | 0.785 | cm^2 | 7.85e-05 | m^2 | combined |  |  | 1.4914 | wt% |  |  |  | 10 |  | 50 | flour residue on stainless steel | time until neutralization | 10 |  |  | 2.9987 | LR | [5 empty] | > 1 |  | 0.1 | mL | 0.1 | mL | [6 empty] | 1.2739 | mL/cm^2
Hilgren 2007 Ictivation of Bacillus anthracis spores by liquid biocides in the presence of food residue | flour residue | Liquid Ambiguous | CFU | 100000000 |  |  | 0.785 | cm^2 | 7.85e-05 | m^2 | combined |  |  | 2.0175 | wt% |  |  |  | 10 |  | 50 | flour residue on stainless steel | time until neutralization | 10 |  |  | 4.8957 | LR | [5 empty] | > 1 |  | 0.1 | mL | 0.1 | mL | [6 empty] | 1.2739 | mL/cm^2
Hilgren 2007 Ictivation of Bacillus anthracis spores by liquid biocides in the presence of food residue | flour residue | Liquid Ambiguous | CFU | 100000000 |  |  | 0.785 | cm^2 | 7.85e-05 | m^2 | combined |  |  | 2.9962 | wt% |  |  |  | 10 |  | 50 | flour residue on stainless steel | time until neutralization | 10 |  |  | 6.3517 | LR | [5 empty] | > 1 |  | 0.1 | mL | 0.1 | mL | [6 empty] | 1.2739 | mL/cm^2
Hilgren 2007 Ictivation of Bacillus anthracis spores by liquid biocides in the presence of food residue | flour residue | Liquid Ambiguous | CFU | 100000000 |  |  | 0.785 | cm^2 | 7.85e-05 | m^2 | combined |  |  | 3.98 | wt% |  |  |  | 10 |  | 50 | flour residue on stainless steel | time until neutralization | 10 |  |  | 6.3907 | LR | [5 empty] | > 1 |  | 0.1 | mL | 0.1 | mL | [6 empty] | 1.2739 | mL/cm^2
Hilgren 2007 Ictivation of Bacillus anthracis spores by liquid biocides in the presence of food residue | flour residue | Liquid Ambiguous | CFU | 100000000 |  |  | 0.785 | cm^2 | 7.85e-05 | m^2 | combined |  |  | 0.25968 | wt% |  |  |  | 20 |  | 50 | flour residue on stainless steel | time until neutralization | 10 |  |  | 0.84926 | LR | [5 empty] | > 1 |  | 0.1 | mL | 0.1 | mL | [6 empty] | 1.2739 | mL/cm^2
Hilgren 2007 Ictivation of Bacillus anthracis spores by liquid biocides in the presence of food residue | flour residue | Liquid Ambiguous | CFU | 100000000 |  |  | 0.785 | cm^2 | 7.85e-05 | m^2 | combined |  |  | 0.47516 | wt% |  |  |  | 20 |  | 50 | flour residue on stainless steel | time until neutralization | 10 |  |  | 2.889 | LR | [5 empty] | > 1 |  | 0.1 | mL | 0.1 | mL | [6 empty] | 1.2739 | mL/cm^2
Hilgren 2007 Ictivation of Bacillus anthracis spores by liquid biocides in the presence of food residue | flour residue | Liquid Ambiguous | CFU | 100000000 |  |  | 0.785 | cm^2 | 7.85e-05 | m^2 | combined |  |  | 0.98261 | wt% |  |  |  | 20 |  | 50 | flour residue on stainless steel | time until neutralization | 10 |  |  | 5.6929 | LR | [5 empty] | > 1 |  | 0.1 | mL | 0.1 | mL | [6 empty] | 1.2739 | mL/cm^2
Hilgren 2007 Ictivation of Bacillus anthracis spores by liquid biocides in the presence of food residue | flour residue | Liquid Ambiguous | CFU | 100000000 |  |  | 0.785 | cm^2 | 7.85e-05 | m^2 | combined |  |  | 1.4946 | wt% |  |  |  | 20 |  | 50 | flour residue on stainless steel | time until neutralization | 10 |  |  | 6.3995 | LR | [5 empty] | > 1 |  | 0.1 | mL | 0.1 | mL | [6 empty] | 1.2739 | mL/cm^2
Hilgren 2007 Ictivation of Bacillus anthracis spores by liquid biocides in the presence of food residue | flour residue | Liquid Ambiguous | CFU | 100000000 |  |  | 0.785 | cm^2 | 7.85e-05 | m^2 | combined |  |  | 1.993 | wt% |  |  |  | 20 |  | 50 | flour residue on stainless steel | time until neutralization | 10 |  |  | 6.4403 | LR | [5 empty] | > 1 |  | 0.1 | mL | 0.1 | mL | [6 empty] | 1.2739 | mL/cm^2
Hilgren 2007 Ictivation of Bacillus anthracis spores by liquid biocides in the presence of food residue | flour residue | Liquid Ambiguous | CFU | 100000000 |  |  | 0.785 | cm^2 | 7.85e-05 | m^2 | combined |  |  | 0.097349 | wt% |  |  |  | 30 |  | 50 | flour residue on stainless steel | time until neutralization | 10 |  |  | 0.28303 | LR | [5 empty] | > 1 |  | 0.1 | mL | 0.1 | mL | [6 empty] | 1.2739 | mL/cm^2
Hilgren 2007 Ictivation of Bacillus anthracis spores by liquid biocides in the presence of food residue | flour residue | Liquid Ambiguous | CFU | 100000000 |  |  | 0.785 | cm^2 | 7.85e-05 | m^2 | combined |  |  | 0.25511 | wt% |  |  |  | 30 |  | 50 | flour residue on stainless steel | time until neutralization | 10 |  |  | 2.9039 | LR | [5 empty] | > 1 |  | 0.1 | mL | 0.1 | mL | [6 empty] | 1.2739 | mL/cm^2
Hilgren 2007 Ictivation of Bacillus anthracis spores by liquid biocides in the presence of food residue | flour residue | Liquid Ambiguous | CFU | 100000000 |  |  | 0.785 | cm^2 | 7.85e-05 | m^2 | combined |  |  | 0.50428 | wt% |  |  |  | 30 |  | 50 | flour residue on stainless steel | time until neutralization | 10 |  |  | 6.3747 | LR | [5 empty] | > 1 |  | 0.1 | mL | 0.1 | mL | [6 empty] | 1.2739 | mL/cm^2
Hilgren 2007 Ictivation of Bacillus anthracis spores by liquid biocides in the presence of food residue | flour residue | Liquid Ambiguous | CFU | 100000000 |  |  | 0.785 | cm^2 | 7.85e-05 | m^2 | combined |  |  | 1.0027 | wt% |  |  |  | 30 |  | 50 | flour residue on stainless steel | time until neutralization | 10 |  |  | 6.4013 | LR | [5 empty] | > 1 |  | 0.1 | mL | 0.1 | mL | [6 empty] | 1.2739 | mL/cm^2
Hilgren 2007 Ictivation of Bacillus anthracis spores by liquid biocides in the presence of food residue | whole milk residue | Liquid Ambiguous | CFU | 100000000 |  |  | 0.785 | cm^2 | 7.85e-05 | m^2 | combined |  |  | 0.99647 | wt% |  |  |  | 10 |  | 50 | whole milk residue on stainless steel | time until neutralization | 10 |  |  | 0.82478 | LR | [5 empty] | > 1 |  | 0.1 | mL | 0.1 | mL | [6 empty] | 1.2739 | mL/cm^2
Hilgren 2007 Ictivation of Bacillus anthracis spores by liquid biocides in the presence of food residue | whole milk residue | Liquid Ambiguous | CFU | 100000000 |  |  | 0.785 | cm^2 | 7.85e-05 | m^2 | combined |  |  | 1.4935 | wt% |  |  |  | 10 |  | 50 | whole milk residue on stainless steel | time until neutralization | 10 |  |  | 2.3877 | LR | [5 empty] | > 1 |  | 0.1 | mL | 0.1 | mL | [6 empty] | 1.2739 | mL/cm^2
Hilgren 2007 Ictivation of Bacillus anthracis spores by liquid biocides in the presence of food residue | whole milk residue | Liquid Ambiguous | CFU | 100000000 |  |  | 0.785 | cm^2 | 7.85e-05 | m^2 | combined |  |  | 2.0114 | wt% |  |  |  | 10 |  | 50 | whole milk residue on stainless steel | time until neutralization | 10 |  |  | 4.0752 | LR | [5 empty] | > 1 |  | 0.1 | mL | 0.1 | mL | [6 empty] | 1.2739 | mL/cm^2
Hilgren 2007 Ictivation of Bacillus anthracis spores by liquid biocides in the presence of food residue | whole milk residue | Liquid Ambiguous | CFU | 100000000 |  |  | 0.785 | cm^2 | 7.85e-05 | m^2 | combined |  |  | 2.5071 | wt% |  |  |  | 10 |  | 50 | whole milk residue on stainless steel | time until neutralization | 10 |  |  | 4.9311 | LR | [5 empty] | > 1 |  | 0.1 | mL | 0.1 | mL | [6 empty] | 1.2739 | mL/cm^2
Hilgren 2007 Ictivation of Bacillus anthracis spores by liquid biocides in the presence of food residue | whole milk residue | Liquid Ambiguous | CFU | 100000000 |  |  | 0.785 | cm^2 | 7.85e-05 | m^2 | combined |  |  | 2.9971 | wt% |  |  |  | 10 |  | 50 | whole milk residue on stainless steel | time until neutralization | 10 |  |  | 6.4109 | LR | [5 empty] | > 1 |  | 0.1 | mL | 0.1 | mL | [6 empty] | 1.2739 | mL/cm^2
Hilgren 2007 Ictivation of Bacillus anthracis spores by liquid biocides in the presence of food residue | whole milk residue | Liquid Ambiguous | CFU | 100000000 |  |  | 0.785 | cm^2 | 7.85e-05 | m^2 | combined |  |  | 4.0056 | wt% |  |  |  | 10 |  | 50 | whole milk residue on stainless steel | time until neutralization | 10 |  |  | 6.3623 | LR | [5 empty] | > 1 |  | 0.1 | mL | 0.1 | mL | [6 empty] | 1.2739 | mL/cm^2
Hilgren 2007 Ictivation of Bacillus anthracis spores by liquid biocides in the presence of food residue | whole milk residue | Liquid Ambiguous | CFU | 100000000 |  |  | 0.785 | cm^2 | 7.85e-05 | m^2 | combined |  |  | 0.23409 | wt% |  |  |  | 20 |  | 50 | whole milk residue on stainless steel | time until neutralization | 10 |  |  | 0.41422 | LR | [5 empty] | > 1 |  | 0.1 | mL | 0.1 | mL | [6 empty] | 1.2739 | mL/cm^2
Hilgren 2007 Ictivation of Bacillus anthracis spores by liquid biocides in the presence of food residue | whole milk residue | Liquid Ambiguous | CFU | 100000000 |  |  | 0.785 | cm^2 | 7.85e-05 | m^2 | combined |  |  | 0.50675 | wt% |  |  |  | 20 |  | 50 | whole milk residue on stainless steel | time until neutralization | 10 |  |  | 3.0044 | LR | [5 empty] | > 1 |  | 0.1 | mL | 0.1 | mL | [6 empty] | 1.2739 | mL/cm^2
Hilgren 2007 Ictivation of Bacillus anthracis spores by liquid biocides in the presence of food residue | whole milk residue | Liquid Ambiguous | CFU | 100000000 |  |  | 0.785 | cm^2 | 7.85e-05 | m^2 | combined |  |  | 0.99136 | wt% |  |  |  | 20 |  | 50 | whole milk residue on stainless steel | time until neutralization | 10 |  |  | 5.2189 | LR | [5 empty] | > 1 |  | 0.1 | mL | 0.1 | mL | [6 empty] | 1.2739 | mL/cm^2
Hilgren 2007 Ictivation of Bacillus anthracis spores by liquid biocides in the presence of food residue | whole milk residue | Liquid Ambiguous | CFU | 100000000 |  |  | 0.785 | cm^2 | 7.85e-05 | m^2 | combined |  |  | 1.522 | wt% |  |  |  | 20 |  | 50 | whole milk residue on stainless steel | time until neutralization | 10 |  |  | 6.3934 | LR | [5 empty] | > 1 |  | 0.1 | mL | 0.1 | mL | [6 empty] | 1.2739 | mL/cm^2
Hilgren 2007 Ictivation of Bacillus anthracis spores by liquid biocides in the presence of food residue | whole milk residue | Liquid Ambiguous | CFU | 100000000 |  |  | 0.785 | cm^2 | 7.85e-05 | m^2 | combined |  |  | 2.0298 | wt% |  |  |  | 20 |  | 50 | whole milk residue on stainless steel | time until neutralization | 10 |  |  | 6.4453 | LR | [5 empty] | > 1 |  | 0.1 | mL | 0.1 | mL | [6 empty] | 1.2739 | mL/cm^2
Hilgren 2007 Ictivation of Bacillus anthracis spores by liquid biocides in the presence of food residue | whole milk residue | Liquid Ambiguous | CFU | 100000000 |  |  | 0.785 | cm^2 | 7.85e-05 | m^2 | combined |  |  | 0.25186 | wt% |  |  |  | 30 |  | 50 | whole milk residue on stainless steel | time until neutralization | 10 |  |  | 2.4794 | LR | [5 empty] | > 1 |  | 0.1 | mL | 0.1 | mL | [6 empty] | 1.2739 | mL/cm^2
Hilgren 2007 Ictivation of Bacillus anthracis spores by liquid biocides in the presence of food residue | whole milk residue | Liquid Ambiguous | CFU | 100000000 |  |  | 0.785 | cm^2 | 7.85e-05 | m^2 | combined |  |  | 0.48476 | wt% |  |  |  | 30 |  | 50 | whole milk residue on stainless steel | time until neutralization | 10 |  |  | 5.7907 | LR | [5 empty] | > 1 |  | 0.1 | mL | 0.1 | mL | [6 empty] | 1.2739 | mL/cm^2
Hilgren 2007 Ictivation of Bacillus anthracis spores by liquid biocides in the presence of food residue | whole milk residue | Liquid Ambiguous | CFU | 100000000 |  |  | 0.785 | cm^2 | 7.85e-05 | m^2 | combined |  |  | 1.0143 | wt% |  |  |  | 30 |  | 50 | whole milk residue on stainless steel | time until neutralization | 10 |  |  | 6.4108 | LR | [5 empty] | > 1 |  | 0.1 | mL | 0.1 | mL | [6 empty] | 1.2739 | mL/cm^2
Hilgren 2007 Ictivation of Bacillus anthracis spores by liquid biocides in the presence of food residue | egg-yolk residue | Liquid Ambiguous | CFU | 100000000 |  |  | 0.785 | cm^2 | 7.85e-05 | m^2 | combined |  |  | 0.47358 | wt% |  |  |  | 10 |  | 50 | egg-yolk residue on stainless steel | time until neutralization | 10 |  |  | 0.37219 | LR | [5 empty] | > 1 |  | 0.1 | mL | 0.1 | mL | [6 empty] | 1.2739 | mL/cm^2
Hilgren 2007 Ictivation of Bacillus anthracis spores by liquid biocides in the presence of food residue | egg-yolk residue | Liquid Ambiguous | CFU | 100000000 |  |  | 0.785 | cm^2 | 7.85e-05 | m^2 | combined |  |  | 0.98826 | wt% |  |  |  | 10 |  | 50 | egg-yolk residue on stainless steel | time until neutralization | 10 |  |  | 1.6319 | LR | [5 empty] | > 1 |  | 0.1 | mL | 0.1 | mL | [6 empty] | 1.2739 | mL/cm^2
Hilgren 2007 Ictivation of Bacillus anthracis spores by liquid biocides in the presence of food residue | egg-yolk residue | Liquid Ambiguous | CFU | 100000000 |  |  | 0.785 | cm^2 | 7.85e-05 | m^2 | combined |  |  | 1.4911 | wt% |  |  |  | 10 |  | 50 | egg-yolk residue on stainless steel | time until neutralization | 10 |  |  | 3.5787 | LR | [5 empty] | > 1 |  | 0.1 | mL | 0.1 | mL | [6 empty] | 1.2739 | mL/cm^2
Hilgren 2007 Ictivation of Bacillus anthracis spores by liquid biocides in the presence of food residue | egg-yolk residue | Liquid Ambiguous | CFU | 100000000 |  |  | 0.785 | cm^2 | 7.85e-05 | m^2 | combined |  |  | 1.9926 | wt% |  |  |  | 10 |  | 50 | egg-yolk residue on stainless steel | time until neutralization | 10 |  |  | 4.8384 | LR | [5 empty] | > 1 |  | 0.1 | mL | 0.1 | mL | [6 empty] | 1.2739 | mL/cm^2
Hilgren 2007 Ictivation of Bacillus anthracis spores by liquid biocides in the presence of food residue | egg-yolk residue | Liquid Ambiguous | CFU | 100000000 |  |  | 0.785 | cm^2 | 7.85e-05 | m^2 | combined |  |  | 3.0068 | wt% |  |  |  | 10 |  | 50 | egg-yolk residue on stainless steel | time until neutralization | 10 |  |  | 6.2556 | LR | [5 empty] | > 1 |  | 0.1 | mL | 0.1 | mL | [6 empty] | 1.2739 | mL/cm^2
Hilgren 2007 Ictivation of Bacillus anthracis spores by liquid biocides in the presence of food residue | egg-yolk residue | Liquid Ambiguous | CFU | 100000000 |  |  | 0.785 | cm^2 | 7.85e-05 | m^2 | combined |  |  | 4.0121 | wt% |  |  |  | 10 |  | 50 | egg-yolk residue on stainless steel | time until neutralization | 10 |  |  | 6.456 | LR | [5 empty] | > 1 |  | 0.1 | mL | 0.1 | mL | [6 empty] | 1.2739 | mL/cm^2
Hilgren 2007 Ictivation of Bacillus anthracis spores by liquid biocides in the presence of food residue | egg-yolk residue | Liquid Ambiguous | CFU | 100000000 |  |  | 0.785 | cm^2 | 7.85e-05 | m^2 | combined |  |  | 0.47998 | wt% |  |  |  | 20 |  | 50 | egg-yolk residue on stainless steel | time until neutralization | 10 |  |  | 0.2863 | LR | [5 empty] | > 1 |  | 0.1 | mL | 0.1 | mL | [6 empty] | 1.2739 | mL/cm^2
Hilgren 2007 Ictivation of Bacillus anthracis spores by liquid biocides in the presence of food residue | egg-yolk residue | Liquid Ambiguous | CFU | 100000000 |  |  | 0.785 | cm^2 | 7.85e-05 | m^2 | combined |  |  | 0.99371 | wt% |  |  |  | 20 |  | 50 | egg-yolk residue on stainless steel | time until neutralization | 10 |  |  | 4.5378 | LR | [5 empty] | > 1 |  | 0.1 | mL | 0.1 | mL | [6 empty] | 1.2739 | mL/cm^2
Hilgren 2007 Ictivation of Bacillus anthracis spores by liquid biocides in the presence of food residue | egg-yolk residue | Liquid Ambiguous | CFU | 100000000 |  |  | 0.785 | cm^2 | 7.85e-05 | m^2 | combined |  |  | 1.4964 | wt% |  |  |  | 20 |  | 50 | egg-yolk residue on stainless steel | time until neutralization | 10 |  |  | 6.4274 | LR | [5 empty] | > 1 |  | 0.1 | mL | 0.1 | mL | [6 empty] | 1.2739 | mL/cm^2
Hilgren 2007 Ictivation of Bacillus anthracis spores by liquid biocides in the presence of food residue | egg-yolk residue | Liquid Ambiguous | CFU | 100000000 |  |  | 0.785 | cm^2 | 7.85e-05 | m^2 | combined |  |  | 2.0284 | wt% |  |  |  | 20 |  | 50 | egg-yolk residue on stainless steel | time until neutralization | 10 |  |  | 6.3988 | LR | [5 empty] | > 1 |  | 0.1 | mL | 0.1 | mL | [6 empty] | 1.2739 | mL/cm^2
Hilgren 2007 Ictivation of Bacillus anthracis spores by liquid biocides in the presence of food residue | egg-yolk residue | Liquid Ambiguous | CFU | 100000000 |  |  | 0.785 | cm^2 | 7.85e-05 | m^2 | combined |  |  | 0.2304 | wt% |  |  |  | 30 |  | 50 | egg-yolk residue on stainless steel | time until neutralization | 10 |  |  | 0.2863 | LR | [5 empty] | > 1 |  | 0.1 | mL | 0.1 | mL | [6 empty] | 1.2739 | mL/cm^2
Hilgren 2007 Ictivation of Bacillus anthracis spores by liquid biocides in the presence of food residue | egg-yolk residue | Liquid Ambiguous | CFU | 100000000 |  |  | 0.785 | cm^2 | 7.85e-05 | m^2 | combined |  |  | 0.48678 | wt% |  |  |  | 30 |  | 50 | egg-yolk residue on stainless steel | time until neutralization | 10 |  |  | 3.908 | LR | [5 empty] | > 1 |  | 0.1 | mL | 0.1 | mL | [6 empty] | 1.2739 | mL/cm^2
Hilgren 2007 Ictivation of Bacillus anthracis spores by liquid biocides in the presence of food residue | egg-yolk residue | Liquid Ambiguous | CFU | 100000000 |  |  | 0.785 | cm^2 | 7.85e-05 | m^2 | combined |  |  | 0.99053 | wt% |  |  |  | 30 |  | 50 | egg-yolk residue on stainless steel | time until neutralization | 10 |  |  | 6.3415 | LR | [5 empty] | > 1 |  | 0.1 | mL | 0.1 | mL | [6 empty] | 1.2739 | mL/cm^2
Hilgren 2007 Ictivation of Bacillus anthracis spores by liquid biocides in the presence of food residue | egg-yolk residue | Liquid Ambiguous | CFU | 100000000 |  |  | 0.785 | cm^2 | 7.85e-05 | m^2 | combined |  |  | 1.5094 | wt% |  |  |  | 30 |  | 50 | egg-yolk residue on stainless steel | time until neutralization | 10 |  |  | 6.3415 | LR | [5 empty] | > 1 |  | 0.1 | mL | 0.1 | mL | [6 empty] | 1.2739 | mL/cm^2
Hilgren 2007 Ictivation of Bacillus anthracis spores by liquid biocides in the presence of food residue |  | Liquid Ambiguous | CFU | 100000000 |  |  | 0.785 | cm^2 | 7.85e-05 | m^2 | combined |  |  | 2.5026 | wt% |  |  |  | 10 |  | 50 | stainless steel | time until neutralization | 10 |  |  | 2.1028 | LR | [5 empty] | > 1 |  | 0.1 | mL | 0.1 | mL | [5 empty] | steel | 1.2739 | mL/cm^2
Hilgren 2007 Ictivation of Bacillus anthracis spores by liquid biocides in the presence of food residue |  | Liquid Ambiguous | CFU | 100000000 |  |  | 0.785 | cm^2 | 7.85e-05 | m^2 | combined |  |  | 4.9941 | wt% |  |  |  | 10 |  | 50 | stainless steel | time until neutralization | 10 |  |  | 2.1797 | LR | [5 empty] | > 1 |  | 0.1 | mL | 0.1 | mL | [5 empty] | steel | 1.2739 | mL/cm^2
Hilgren 2007 Ictivation of Bacillus anthracis spores by liquid biocides in the presence of food residue |  | Liquid Ambiguous | CFU | 100000000 |  |  | 0.785 | cm^2 | 7.85e-05 | m^2 | combined |  |  | 0.099034 | wt% |  |  |  | 20 |  | 50 | stainless steel | time until neutralization | 10 |  |  | 4.2472 | LR | [5 empty] | > 1 |  | 0.1 | mL | 0.1 | mL | [5 empty] | steel | 1.2739 | mL/cm^2
Hilgren 2007 Ictivation of Bacillus anthracis spores by liquid biocides in the presence of food residue |  | Liquid Ambiguous | CFU | 100000000 |  |  | 0.785 | cm^2 | 7.85e-05 | m^2 | combined |  |  | 0.5023 | wt% |  |  |  | 20 |  | 50 | stainless steel | time until neutralization | 10 |  |  | 6.0904 | LR | [5 empty] | > 1 |  | 0.1 | mL | 0.1 | mL | [5 empty] | steel | 1.2739 | mL/cm^2
Hilgren 2007 Ictivation of Bacillus anthracis spores by liquid biocides in the presence of food residue |  | Liquid Ambiguous | CFU | 100000000 |  |  | 0.785 | cm^2 | 7.85e-05 | m^2 | combined |  |  | 1.0062 | wt% |  |  |  | 20 |  | 50 | stainless steel | time until neutralization | 10 |  |  | 6.4523 | LR | [5 empty] | > 1 |  | 0.1 | mL | 0.1 | mL | [5 empty] | steel | 1.2739 | mL/cm^2
Hilgren 2007 Ictivation of Bacillus anthracis spores by liquid biocides in the presence of food residue |  | Liquid Ambiguous | CFU | 100000000 |  |  | 0.785 | cm^2 | 7.85e-05 | m^2 | combined |  |  | 2.5164 | wt% |  |  |  | 20 |  | 50 | stainless steel | time until neutralization | 10 |  |  | 6.4341 | LR | [5 empty] | > 1 |  | 0.1 | mL | 0.1 | mL | [5 empty] | steel | 1.2739 | mL/cm^2
Hilgren 2007 Ictivation of Bacillus anthracis spores by liquid biocides in the presence of food residue |  | Liquid Ambiguous | CFU | 100000000 |  |  | 0.785 | cm^2 | 7.85e-05 | m^2 | combined |  |  | 5.0079 | wt% |  |  |  | 20 |  | 50 | stainless steel | time until neutralization | 10 |  |  | 6.4411 | LR | [5 empty] | > 1 |  | 0.1 | mL | 0.1 | mL | [5 empty] | steel | 1.2739 | mL/cm^2
Hilgren 2007 Ictivation of Bacillus anthracis spores by liquid biocides in the presence of food residue |  | Liquid Ambiguous | CFU | 100000000 |  |  | 0.785 | cm^2 | 7.85e-05 | m^2 | combined |  |  | 0.083979 | wt% |  |  |  | 30 |  | 50 | stainless steel | time until neutralization | 10 |  |  | 5.896 | LR | [5 empty] | > 1 |  | 0.1 | mL | 0.1 | mL | [5 empty] | steel | 1.2739 | mL/cm^2
Hilgren 2007 Ictivation of Bacillus anthracis spores by liquid biocides in the presence of food residue |  | Liquid Ambiguous | CFU | 100000000 |  |  | 0.785 | cm^2 | 7.85e-05 | m^2 | combined |  |  | 0.99754 | wt% |  |  |  | 30 |  | 50 | stainless steel | time until neutralization | 10 |  |  | 6.3824 | LR | [5 empty] | > 1 |  | 0.1 | mL | 0.1 | mL | [5 empty] | steel | 1.2739 | mL/cm^2
Hilgren 2007 Ictivation of Bacillus anthracis spores by liquid biocides in the presence of food residue |  | Liquid Ambiguous | CFU | 100000000 |  |  | 0.785 | cm^2 | 7.85e-05 | m^2 | combined |  |  | 2.5163 | wt% |  |  |  | 30 |  | 50 | stainless steel | time until neutralization | 10 |  |  | 6.4061 | LR | [5 empty] | > 1 |  | 0.1 | mL | 0.1 | mL | [5 empty] | steel | 1.2739 | mL/cm^2
Hilgren 2007 Ictivation of Bacillus anthracis spores by liquid biocides in the presence of food residue |  | Liquid Ambiguous | CFU | 100000000 |  |  | 0.785 | cm^2 | 7.85e-05 | m^2 | combined |  |  | 5.0248 | wt% |  |  |  | 30 |  | 50 | stainless steel | time until neutralization | 10 |  |  | 6.3572 | LR | [5 empty] | > 1 |  | 0.1 | mL | 0.1 | mL | [5 empty] | steel | 1.2739 | mL/cm^2
Hilgren 2007 Ictivation of Bacillus anthracis spores by liquid biocides in the presence of food residue | flour residue | Liquid Ambiguous | CFU | 100000000 |  |  | 0.785 | cm^2 | 7.85e-05 | m^2 | combined |  |  | 2.5 | wt% |  |  |  | 10 |  | 50 | flour residue on stainless steel | time until neutralization | 10 |  |  | 2.3724 | LR | [5 empty] | > 1 |  | 0.1 | mL | 0.1 | mL | [6 empty] | 1.2739 | mL/cm^2
Hilgren 2007 Ictivation of Bacillus anthracis spores by liquid biocides in the presence of food residue | flour residue | Liquid Ambiguous | CFU | 100000000 |  |  | 0.785 | cm^2 | 7.85e-05 | m^2 | combined |  |  | 5.0167 | wt% |  |  |  | 10 |  | 50 | flour residue on stainless steel | time until neutralization | 10 |  |  | 2.9435 | LR | [5 empty] | > 1 |  | 0.1 | mL | 0.1 | mL | [6 empty] | 1.2739 | mL/cm^2
Hilgren 2007 Ictivation of Bacillus anthracis spores by liquid biocides in the presence of food residue | flour residue | Liquid Ambiguous | CFU | 100000000 |  |  | 0.785 | cm^2 | 7.85e-05 | m^2 | combined |  |  | 0.091973 | wt% |  |  |  | 20 |  | 50 | flour residue on stainless steel | time until neutralization | 10 |  |  | 1.8154 | LR | [5 empty] | > 1 |  | 0.1 | mL | 0.1 | mL | [6 empty] | 1.2739 | mL/cm^2
Hilgren 2007 Ictivation of Bacillus anthracis spores by liquid biocides in the presence of food residue | flour residue | Liquid Ambiguous | CFU | 100000000 |  |  | 0.785 | cm^2 | 7.85e-05 | m^2 | combined |  |  | 0.50167 | wt% |  |  |  | 20 |  | 50 | flour residue on stainless steel | time until neutralization | 10 |  |  | 4.7419 | LR | [5 empty] | > 1 |  | 0.1 | mL | 0.1 | mL | [6 empty] | 1.2739 | mL/cm^2
Hilgren 2007 Ictivation of Bacillus anthracis spores by liquid biocides in the presence of food residue | flour residue | Liquid Ambiguous | CFU | 100000000 |  |  | 0.785 | cm^2 | 7.85e-05 | m^2 | combined |  |  | 1.0117 | wt% |  |  |  | 20 |  | 50 | flour residue on stainless steel | time until neutralization | 10 |  |  | 5.5883 | LR | [5 empty] | > 1 |  | 0.1 | mL | 0.1 | mL | [6 empty] | 1.2739 | mL/cm^2
Hilgren 2007 Ictivation of Bacillus anthracis spores by liquid biocides in the presence of food residue | flour residue | Liquid Ambiguous | CFU | 100000000 |  |  | 0.785 | cm^2 | 7.85e-05 | m^2 | combined |  |  | 2.5084 | wt% |  |  |  | 20 |  | 50 | flour residue on stainless steel | time until neutralization | 10 |  |  | 6.1213 | LR | [5 empty] | > 1 |  | 0.1 | mL | 0.1 | mL | [6 empty] | 1.2739 | mL/cm^2
Hilgren 2007 Ictivation of Bacillus anthracis spores by liquid biocides in the presence of food residue | flour residue | Liquid Ambiguous | CFU | 100000000 |  |  | 0.785 | cm^2 | 7.85e-05 | m^2 | combined |  |  | 5.0836 | wt% |  |  |  | 20 |  | 50 | flour residue on stainless steel | time until neutralization | 10 |  |  | 6.3406 | LR | [5 empty] | > 1 |  | 0.1 | mL | 0.1 | mL | [6 empty] | 1.2739 | mL/cm^2
Hilgren 2007 Ictivation of Bacillus anthracis spores by liquid biocides in the presence of food residue | flour residue | Liquid Ambiguous | CFU | 100000000 |  |  | 0.785 | cm^2 | 7.85e-05 | m^2 | combined |  |  | 0.1087 | wt% |  |  |  | 30 |  | 50 | flour residue on stainless steel | time until neutralization | 10 |  |  | 1.5078 | LR | [5 empty] | > 1 |  | 0.1 | mL | 0.1 | mL | [6 empty] | 1.2739 | mL/cm^2
Hilgren 2007 Ictivation of Bacillus anthracis spores by liquid biocides in the presence of food residue | flour residue | Liquid Ambiguous | CFU | 100000000 |  |  | 0.785 | cm^2 | 7.85e-05 | m^2 | combined |  |  | 0.47659 | wt% |  |  |  | 30 |  | 50 | flour residue on stainless steel | time until neutralization | 10 |  |  | 4.9763 | LR | [5 empty] | > 1 |  | 0.1 | mL | 0.1 | mL | [6 empty] | 1.2739 | mL/cm^2
Hilgren 2007 Ictivation of Bacillus anthracis spores by liquid biocides in the presence of food residue | flour residue | Liquid Ambiguous | CFU | 100000000 |  |  | 0.785 | cm^2 | 7.85e-05 | m^2 | combined |  |  | 1.0117 | wt% |  |  |  | 30 |  | 50 | flour residue on stainless steel | time until neutralization | 10 |  |  | 5.9251 | LR | [5 empty] | > 1 |  | 0.1 | mL | 0.1 | mL | [6 empty] | 1.2739 | mL/cm^2
Hilgren 2007 Ictivation of Bacillus anthracis spores by liquid biocides in the presence of food residue | flour residue | Liquid Ambiguous | CFU | 100000000 |  |  | 0.785 | cm^2 | 7.85e-05 | m^2 | combined |  |  | 2.5167 | wt% |  |  |  | 30 |  | 50 | flour residue on stainless steel | time until neutralization | 10 |  |  | 6.3702 | LR | [5 empty] | > 1 |  | 0.1 | mL | 0.1 | mL | [6 empty] | 1.2739 | mL/cm^2
Hilgren 2007 Ictivation of Bacillus anthracis spores by liquid biocides in the presence of food residue | flour residue | Liquid Ambiguous | CFU | 100000000 |  |  | 0.785 | cm^2 | 7.85e-05 | m^2 | combined |  |  | 5.0084 | wt% |  |  |  | 30 |  | 50 | flour residue on stainless steel | time until neutralization | 10 |  |  | 6.3556 | LR | [5 empty] | > 1 |  | 0.1 | mL | 0.1 | mL | [6 empty] | 1.2739 | mL/cm^2
Hilgren 2007 Ictivation of Bacillus anthracis spores by liquid biocides in the presence of food residue | whole milk residue | Liquid Ambiguous | CFU | 100000000 |  |  | 0.785 | cm^2 | 7.85e-05 | m^2 | combined |  |  | 2.509 | wt% |  |  |  | 10 |  | 50 | whole milk residue on stainless steel | time until neutralization | 10 |  |  | 1.3836 | LR | [5 empty] | > 1 |  | 0.1 | mL | 0.1 | mL | [6 empty] | 1.2739 | mL/cm^2
Hilgren 2007 Ictivation of Bacillus anthracis spores by liquid biocides in the presence of food residue | whole milk residue | Liquid Ambiguous | CFU | 100000000 |  |  | 0.785 | cm^2 | 7.85e-05 | m^2 | combined |  |  | 5.0049 | wt% |  |  |  | 10 |  | 50 | whole milk residue on stainless steel | time until neutralization | 10 |  |  | 1.3835 | LR | [5 empty] | > 1 |  | 0.1 | mL | 0.1 | mL | [6 empty] | 1.2739 | mL/cm^2
Hilgren 2007 Ictivation of Bacillus anthracis spores by liquid biocides in the presence of food residue | whole milk residue | Liquid Ambiguous | CFU | 100000000 |  |  | 0.785 | cm^2 | 7.85e-05 | m^2 | combined |  |  | 0.49996 | wt% |  |  |  | 20 |  | 50 | whole milk residue on stainless steel | time until neutralization | 10 |  |  | 0.23557 | LR | [5 empty] | > 1 |  | 0.1 | mL | 0.1 | mL | [6 empty] | 1.2739 | mL/cm^2
Hilgren 2007 Ictivation of Bacillus anthracis spores by liquid biocides in the presence of food residue | whole milk residue | Liquid Ambiguous | CFU | 100000000 |  |  | 0.785 | cm^2 | 7.85e-05 | m^2 | combined |  |  | 0.99531 | wt% |  |  |  | 20 |  | 50 | whole milk residue on stainless steel | time until neutralization | 10 |  |  | 1.4986 | LR | [5 empty] | > 1 |  | 0.1 | mL | 0.1 | mL | [6 empty] | 1.2739 | mL/cm^2
Hilgren 2007 Ictivation of Bacillus anthracis spores by liquid biocides in the presence of food residue | whole milk residue | Liquid Ambiguous | CFU | 100000000 |  |  | 0.785 | cm^2 | 7.85e-05 | m^2 | combined |  |  | 1.4945 | wt% |  |  |  | 20 |  | 50 | whole milk residue on stainless steel | time until neutralization | 10 |  |  | 3.8438 | LR | [5 empty] | > 1 |  | 0.1 | mL | 0.1 | mL | [6 empty] | 1.2739 | mL/cm^2
Hilgren 2007 Ictivation of Bacillus anthracis spores by liquid biocides in the presence of food residue | whole milk residue | Liquid Ambiguous | CFU | 100000000 |  |  | 0.785 | cm^2 | 7.85e-05 | m^2 | combined |  |  | 2.5403 | wt% |  |  |  | 20 |  | 50 | whole milk residue on stainless steel | time until neutralization | 10 |  |  | 5.4933 | LR | [5 empty] | > 1 |  | 0.1 | mL | 0.1 | mL | [6 empty] | 1.2739 | mL/cm^2
Hilgren 2007 Ictivation of Bacillus anthracis spores by liquid biocides in the presence of food residue | whole milk residue | Liquid Ambiguous | CFU | 100000000 |  |  | 0.785 | cm^2 | 7.85e-05 | m^2 | combined |  |  | 4.9882 | wt% |  |  |  | 20 |  | 50 | whole milk residue on stainless steel | time until neutralization | 10 |  |  | 6.0273 | LR | [5 empty] | > 1 |  | 0.1 | mL | 0.1 | mL | [6 empty] | 1.2739 | mL/cm^2
Hilgren 2007 Ictivation of Bacillus anthracis spores by liquid biocides in the presence of food residue | whole milk residue | Liquid Ambiguous | CFU | 100000000 |  |  | 0.785 | cm^2 | 7.85e-05 | m^2 | combined |  |  | 0.49125 | wt% |  |  |  | 30 |  | 50 | whole milk residue on stainless steel | time until neutralization | 10 |  |  | 0.12593 | LR | [5 empty] | > 1 |  | 0.1 | mL | 0.1 | mL | [6 empty] | 1.2739 | mL/cm^2
Hilgren 2007 Ictivation of Bacillus anthracis spores by liquid biocides in the presence of food residue | whole milk residue | Liquid Ambiguous | CFU | 100000000 |  |  | 0.785 | cm^2 | 7.85e-05 | m^2 | combined |  |  | 1.0434 | wt% |  |  |  | 30 |  | 50 | whole milk residue on stainless steel | time until neutralization | 10 |  |  | 0.99197 | LR | [5 empty] | > 1 |  | 0.1 | mL | 0.1 | mL | [6 empty] | 1.2739 | mL/cm^2
Hilgren 2007 Ictivation of Bacillus anthracis spores by liquid biocides in the presence of food residue | whole milk residue | Liquid Ambiguous | CFU | 100000000 |  |  | 0.785 | cm^2 | 7.85e-05 | m^2 | combined |  |  | 1.4898 | wt% |  |  |  | 30 |  | 50 | whole milk residue on stainless steel | time until neutralization | 10 |  |  | 2.5287 | LR | [5 empty] | > 1 |  | 0.1 | mL | 0.1 | mL | [6 empty] | 1.2739 | mL/cm^2
Hilgren 2007 Ictivation of Bacillus anthracis spores by liquid biocides in the presence of food residue | whole milk residue | Liquid Ambiguous | CFU | 100000000 |  |  | 0.785 | cm^2 | 7.85e-05 | m^2 | combined |  |  | 2.505 | wt% |  |  |  | 30 |  | 50 | whole milk residue on stainless steel | time until neutralization | 10 |  |  | 4.9041 | LR | [5 empty] | > 1 |  | 0.1 | mL | 0.1 | mL | [6 empty] | 1.2739 | mL/cm^2
Hilgren 2007 Ictivation of Bacillus anthracis spores by liquid biocides in the presence of food residue | whole milk residue | Liquid Ambiguous | CFU | 100000000 |  |  | 0.785 | cm^2 | 7.85e-05 | m^2 | combined |  |  | 5.0124 | wt% |  |  |  | 30 |  | 50 | whole milk residue on stainless steel | time until neutralization | 10 |  |  | 5.8356 | LR | [5 empty] | > 1 |  | 0.1 | mL | 0.1 | mL | [6 empty] | 1.2739 | mL/cm^2
Hilgren 2007 Ictivation of Bacillus anthracis spores by liquid biocides in the presence of food residue | egg-yolk residue | Liquid Ambiguous | CFU | 100000000 |  |  | 0.785 | cm^2 | 7.85e-05 | m^2 | combined |  |  | 2.4871 | wt% |  |  |  | 10 |  | 50 | egg-yolk residue on stainless steel | time until neutralization | 10 |  |  | 0.56674 | LR | [5 empty] | > 1 |  | 0.1 | mL | 0.1 | mL | [6 empty] | 1.2739 | mL/cm^2
Hilgren 2007 Ictivation of Bacillus anthracis spores by liquid biocides in the presence of food residue | egg-yolk residue | Liquid Ambiguous | CFU | 100000000 |  |  | 0.785 | cm^2 | 7.85e-05 | m^2 | combined |  |  | 5.0172 | wt% |  |  |  | 10 |  | 50 | egg-yolk residue on stainless steel | time until neutralization | 10 |  |  | 0.84245 | LR | [5 empty] | > 1 |  | 0.1 | mL | 0.1 | mL | [6 empty] | 1.2739 | mL/cm^2
Hilgren 2007 Ictivation of Bacillus anthracis spores by liquid biocides in the presence of food residue | egg-yolk residue | Liquid Ambiguous | CFU | 100000000 |  |  | 0.785 | cm^2 | 7.85e-05 | m^2 | combined |  |  | 2.5043 | wt% |  |  |  | 20 |  | 50 | egg-yolk residue on stainless steel | time until neutralization | 10 |  |  | 0.75055 | LR | [5 empty] | > 1 |  | 0.1 | mL | 0.1 | mL | [6 empty] | 1.2739 | mL/cm^2
Hilgren 2007 Ictivation of Bacillus anthracis spores by liquid biocides in the presence of food residue | egg-yolk residue | Liquid Ambiguous | CFU | 100000000 |  |  | 0.785 | cm^2 | 7.85e-05 | m^2 | combined |  |  | 5 | wt% |  |  |  | 20 |  | 50 | egg-yolk residue on stainless steel | time until neutralization | 10 |  |  | 1.0109 | LR | [5 empty] | > 1 |  | 0.1 | mL | 0.1 | mL | [6 empty] | 1.2739 | mL/cm^2
Hilgren 2007 Ictivation of Bacillus anthracis spores by liquid biocides in the presence of food residue | egg-yolk residue | Liquid Ambiguous | CFU | 100000000 |  |  | 0.785 | cm^2 | 7.85e-05 | m^2 | combined |  |  | 2.4871 | wt% |  |  |  | 30 |  | 50 | egg-yolk residue on stainless steel | time until neutralization | 10 |  |  | 0.8884 | LR | [5 empty] | > 1 |  | 0.1 | mL | 0.1 | mL | [6 empty] | 1.2739 | mL/cm^2
Hilgren 2007 Ictivation of Bacillus anthracis spores by liquid biocides in the presence of food residue | egg-yolk residue | Liquid Ambiguous | CFU | 100000000 |  |  | 0.785 | cm^2 | 7.85e-05 | m^2 | combined |  |  | 4.9828 | wt% |  |  |  | 30 |  | 50 | egg-yolk residue on stainless steel | time until neutralization | 10 |  |  | 1.4245 | LR | [5 empty] | > 1 |  | 0.1 | mL | 0.1 | mL | [6 empty] | 1.2739 | mL/cm^2
Hilgren 2007 Ictivation of Bacillus anthracis spores by liquid biocides in the presence of food residue |  | Liquid Ambiguous | CFU | 100000000 |  |  | 0.785 | cm^2 | 7.85e-05 | m^2 | combined |  |  | 10.0655 | wt% |  |  |  | 10 |  | 50 | stainless steel | time until neutralization | 10 |  |  | 0.27539 | LR | [5 empty] | > 1 |  | 0.1 | mL | 0.1 | mL | [5 empty] | steel | 1.2739 | mL/cm^2
Hilgren 2007 Ictivation of Bacillus anthracis spores by liquid biocides in the presence of food residue |  | Liquid Ambiguous | CFU | 100000000 |  |  | 0.785 | cm^2 | 7.85e-05 | m^2 | combined |  |  | 19.9916 | wt% |  |  |  | 10 |  | 50 | stainless steel | time until neutralization | 10 |  |  | 1.2465 | LR | [5 empty] | > 1 |  | 0.1 | mL | 0.1 | mL | [5 empty] | steel | 1.2739 | mL/cm^2
Hilgren 2007 Ictivation of Bacillus anthracis spores by liquid biocides in the presence of food residue |  | Liquid Ambiguous | CFU | 100000000 |  |  | 0.785 | cm^2 | 7.85e-05 | m^2 | combined |  |  | 30.2559 | wt% |  |  |  | 10 |  | 50 | stainless steel | time until neutralization | 10 |  |  | 3.7372 | LR | [5 empty] | > 1 |  | 0.1 | mL | 0.1 | mL | [5 empty] | steel | 1.2739 | mL/cm^2
Hilgren 2007 Ictivation of Bacillus anthracis spores by liquid biocides in the presence of food residue |  | Liquid Ambiguous | CFU | 100000000 |  |  | 0.785 | cm^2 | 7.85e-05 | m^2 | combined |  |  | 35.2788 | wt% |  |  |  | 10 |  | 50 | stainless steel | time until neutralization | 10 |  |  | 6.2958 | LR | [5 empty] | > 1 |  | 0.1 | mL | 0.1 | mL | [5 empty] | steel | 1.2739 | mL/cm^2
Hilgren 2007 Ictivation of Bacillus anthracis spores by liquid biocides in the presence of food residue |  | Liquid Ambiguous | CFU | 100000000 |  |  | 0.785 | cm^2 | 7.85e-05 | m^2 | combined |  |  | 40.3496 | wt% |  |  |  | 10 |  | 50 | stainless steel | time until neutralization | 10 |  |  | 6.3129 | LR | [5 empty] | > 1 |  | 0.1 | mL | 0.1 | mL | [5 empty] | steel | 1.2739 | mL/cm^2
Hilgren 2007 Ictivation of Bacillus anthracis spores by liquid biocides in the presence of food residue |  | Liquid Ambiguous | CFU | 100000000 |  |  | 0.785 | cm^2 | 7.85e-05 | m^2 | combined |  |  | 45.3322 | wt% |  |  |  | 10 |  | 50 | stainless steel | time until neutralization | 10 |  |  | 6.3157 | LR | [5 empty] | > 1 |  | 0.1 | mL | 0.1 | mL | [5 empty] | steel | 1.2739 | mL/cm^2
Hilgren 2007 Ictivation of Bacillus anthracis spores by liquid biocides in the presence of food residue |  | Liquid Ambiguous | CFU | 100000000 |  |  | 0.785 | cm^2 | 7.85e-05 | m^2 | combined |  |  | 50.3142 | wt% |  |  |  | 10 |  | 50 | stainless steel | time until neutralization | 10 |  |  | 6.3043 | LR | [5 empty] | > 1 |  | 0.1 | mL | 0.1 | mL | [5 empty] | steel | 1.2739 | mL/cm^2
Hilgren 2007 Ictivation of Bacillus anthracis spores by liquid biocides in the presence of food residue |  | Liquid Ambiguous | CFU | 100000000 |  |  | 0.785 | cm^2 | 7.85e-05 | m^2 | combined |  |  | 5.3522 | wt% |  |  |  | 20 |  | 50 | stainless steel | time until neutralization | 10 |  |  | 0.41471 | LR | [5 empty] | > 1 |  | 0.1 | mL | 0.1 | mL | [5 empty] | steel | 1.2739 | mL/cm^2
Hilgren 2007 Ictivation of Bacillus anthracis spores by liquid biocides in the presence of food residue |  | Liquid Ambiguous | CFU | 100000000 |  |  | 0.785 | cm^2 | 7.85e-05 | m^2 | combined |  |  | 10.0041 | wt% |  |  |  | 20 |  | 50 | stainless steel | time until neutralization | 10 |  |  | 2.5472 | LR | [5 empty] | > 1 |  | 0.1 | mL | 0.1 | mL | [5 empty] | steel | 1.2739 | mL/cm^2
Hilgren 2007 Ictivation of Bacillus anthracis spores by liquid biocides in the presence of food residue |  | Liquid Ambiguous | CFU | 100000000 |  |  | 0.785 | cm^2 | 7.85e-05 | m^2 | combined |  |  | 15.2418 | wt% |  |  |  | 20 |  | 50 | stainless steel | time until neutralization | 10 |  |  | 4.1546 | LR | [5 empty] | > 1 |  | 0.1 | mL | 0.1 | mL | [5 empty] | steel | 1.2739 | mL/cm^2
Hilgren 2007 Ictivation of Bacillus anthracis spores by liquid biocides in the presence of food residue |  | Liquid Ambiguous | CFU | 100000000 |  |  | 0.785 | cm^2 | 7.85e-05 | m^2 | combined |  |  | 25.489 | wt% |  |  |  | 20 |  | 50 | stainless steel | time until neutralization | 10 |  |  | 6.3044 | LR | [5 empty] | > 1 |  | 0.1 | mL | 0.1 | mL | [5 empty] | steel | 1.2739 | mL/cm^2
Hilgren 2007 Ictivation of Bacillus anthracis spores by liquid biocides in the presence of food residue |  | Liquid Ambiguous | CFU | 100000000 |  |  | 0.785 | cm^2 | 7.85e-05 | m^2 | combined |  |  | 30.3843 | wt% |  |  |  | 20 |  | 50 | stainless steel | time until neutralization | 10 |  |  | 6.3072 | LR | [5 empty] | > 1 |  | 0.1 | mL | 0.1 | mL | [5 empty] | steel | 1.2739 | mL/cm^2
Hilgren 2007 Ictivation of Bacillus anthracis spores by liquid biocides in the presence of food residue |  | Liquid Ambiguous | CFU | 100000000 |  |  | 0.785 | cm^2 | 7.85e-05 | m^2 | combined |  |  | 35.3669 | wt% |  |  |  | 20 |  | 50 | stainless steel | time until neutralization | 10 |  |  | 6.31 | LR | [5 empty] | > 1 |  | 0.1 | mL | 0.1 | mL | [5 empty] | steel | 1.2739 | mL/cm^2
Hilgren 2007 Ictivation of Bacillus anthracis spores by liquid biocides in the presence of food residue |  | Liquid Ambiguous | CFU | 100000000 |  |  | 0.785 | cm^2 | 7.85e-05 | m^2 | combined |  |  | 4.9406 | wt% |  |  |  | 30 |  | 50 | stainless steel | time until neutralization | 10 |  |  | 0.92563 | LR | [5 empty] | > 1 |  | 0.1 | mL | 0.1 | mL | [5 empty] | steel | 1.2739 | mL/cm^2
Hilgren 2007 Ictivation of Bacillus anthracis spores by liquid biocides in the presence of food residue |  | Liquid Ambiguous | CFU | 100000000 |  |  | 0.785 | cm^2 | 7.85e-05 | m^2 | combined |  |  | 10.4033 | wt% |  |  |  | 30 |  | 50 | stainless steel | time until neutralization | 10 |  |  | 5.2878 | LR | [5 empty] | > 1 |  | 0.1 | mL | 0.1 | mL | [5 empty] | steel | 1.2739 | mL/cm^2
Hilgren 2007 Ictivation of Bacillus anthracis spores by liquid biocides in the presence of food residue |  | Liquid Ambiguous | CFU | 100000000 |  |  | 0.785 | cm^2 | 7.85e-05 | m^2 | combined |  |  | 15.4335 | wt% |  |  |  | 30 |  | 50 | stainless steel | time until neutralization | 10 |  |  | 6.2419 | LR | [5 empty] | > 1 |  | 0.1 | mL | 0.1 | mL | [5 empty] | steel | 1.2739 | mL/cm^2
Hilgren 2007 Ictivation of Bacillus anthracis spores by liquid biocides in the presence of food residue |  | Liquid Ambiguous | CFU | 100000000 |  |  | 0.785 | cm^2 | 7.85e-05 | m^2 | combined |  |  | 20.4161 | wt% |  |  |  | 30 |  | 50 | stainless steel | time until neutralization | 10 |  |  | 6.2448 | LR | [5 empty] | > 1 |  | 0.1 | mL | 0.1 | mL | [5 empty] | steel | 1.2739 | mL/cm^2
Hilgren 2007 Ictivation of Bacillus anthracis spores by liquid biocides in the presence of food residue | flour residue | Liquid Ambiguous | CFU | 100000000 |  |  | 0.785 | cm^2 | 7.85e-05 | m^2 | combined |  |  | 9.8353 | wt% |  |  |  | 10 |  | 50 | flour residue on stainless steel | time until neutralization | 10 |  |  | 0.3851 | LR | [5 empty] | > 1 |  | 0.1 | mL | 0.1 | mL | [6 empty] | 1.2739 | mL/cm^2
Hilgren 2007 Ictivation of Bacillus anthracis spores by liquid biocides in the presence of food residue | flour residue | Liquid Ambiguous | CFU | 100000000 |  |  | 0.785 | cm^2 | 7.85e-05 | m^2 | combined |  |  | 19.9284 | wt% |  |  |  | 10 |  | 50 | flour residue on stainless steel | time until neutralization | 10 |  |  | 0.63273 | LR | [5 empty] | > 1 |  | 0.1 | mL | 0.1 | mL | [6 empty] | 1.2739 | mL/cm^2
Hilgren 2007 Ictivation of Bacillus anthracis spores by liquid biocides in the presence of food residue | flour residue | Liquid Ambiguous | CFU | 100000000 |  |  | 0.785 | cm^2 | 7.85e-05 | m^2 | combined |  |  | 29.8294 | wt% |  |  |  | 10 |  | 50 | flour residue on stainless steel | time until neutralization | 10 |  |  | 3.6467 | LR | [5 empty] | > 1 |  | 0.1 | mL | 0.1 | mL | [6 empty] | 1.2739 | mL/cm^2
Hilgren 2007 Ictivation of Bacillus anthracis spores by liquid biocides in the presence of food residue | flour residue | Liquid Ambiguous | CFU | 100000000 |  |  | 0.785 | cm^2 | 7.85e-05 | m^2 | combined |  |  | 40.0694 | wt% |  |  |  | 10 |  | 50 | flour residue on stainless steel | time until neutralization | 10 |  |  | 6.3092 | LR | [5 empty] | > 1 |  | 0.1 | mL | 0.1 | mL | [6 empty] | 1.2739 | mL/cm^2
Hilgren 2007 Ictivation of Bacillus anthracis spores by liquid biocides in the presence of food residue | flour residue | Liquid Ambiguous | CFU | 100000000 |  |  | 0.785 | cm^2 | 7.85e-05 | m^2 | combined |  |  | 50.0691 | wt% |  |  |  | 10 |  | 50 | flour residue on stainless steel | time until neutralization | 10 |  |  | 6.297 | LR | [5 empty] | > 1 |  | 0.1 | mL | 0.1 | mL | [6 empty] | 1.2739 | mL/cm^2
Hilgren 2007 Ictivation of Bacillus anthracis spores by liquid biocides in the presence of food residue | flour residue | Liquid Ambiguous | CFU | 100000000 |  |  | 0.785 | cm^2 | 7.85e-05 | m^2 | combined |  |  | 9.7646 | wt% |  |  |  | 20 |  | 50 | flour residue on stainless steel | time until neutralization | 10 |  |  | 1.0423 | LR | [5 empty] | > 1 |  | 0.1 | mL | 0.1 | mL | [6 empty] | 1.2739 | mL/cm^2
Hilgren 2007 Ictivation of Bacillus anthracis spores by liquid biocides in the presence of food residue | flour residue | Liquid Ambiguous | CFU | 100000000 |  |  | 0.785 | cm^2 | 7.85e-05 | m^2 | combined |  |  | 14.8716 | wt% |  |  |  | 20 |  | 50 | flour residue on stainless steel | time until neutralization | 10 |  |  | 3.5962 | LR | [5 empty] | > 1 |  | 0.1 | mL | 0.1 | mL | [6 empty] | 1.2739 | mL/cm^2
Hilgren 2007 Ictivation of Bacillus anthracis spores by liquid biocides in the presence of food residue | flour residue | Liquid Ambiguous | CFU | 100000000 |  |  | 0.785 | cm^2 | 7.85e-05 | m^2 | combined |  |  | 19.9812 | wt% |  |  |  | 20 |  | 50 | flour residue on stainless steel | time until neutralization | 10 |  |  | 6.2572 | LR | [5 empty] | > 1 |  | 0.1 | mL | 0.1 | mL | [6 empty] | 1.2739 | mL/cm^2
Hilgren 2007 Ictivation of Bacillus anthracis spores by liquid biocides in the presence of food residue | flour residue | Liquid Ambiguous | CFU | 100000000 |  |  | 0.785 | cm^2 | 7.85e-05 | m^2 | combined |  |  | 34.9393 | wt% |  |  |  | 20 |  | 50 | flour residue on stainless steel | time until neutralization | 10 |  |  | 6.3229 | LR | [5 empty] | > 1 |  | 0.1 | mL | 0.1 | mL | [6 empty] | 1.2739 | mL/cm^2
Hilgren 2007 Ictivation of Bacillus anthracis spores by liquid biocides in the presence of food residue | flour residue | Liquid Ambiguous | CFU | 100000000 |  |  | 0.785 | cm^2 | 7.85e-05 | m^2 | combined |  |  | 4.8893 | wt% |  |  |  | 30 |  | 50 | flour residue on stainless steel | time until neutralization | 10 |  |  | 0.81154 | LR | [5 empty] | > 1 |  | 0.1 | mL | 0.1 | mL | [6 empty] | 1.2739 | mL/cm^2
Hilgren 2007 Ictivation of Bacillus anthracis spores by liquid biocides in the presence of food residue | flour residue | Liquid Ambiguous | CFU | 100000000 |  |  | 0.785 | cm^2 | 7.85e-05 | m^2 | combined |  |  | 10.1132 | wt% |  |  |  | 30 |  | 50 | flour residue on stainless steel | time until neutralization | 10 |  |  | 4.573 | LR | [5 empty] | > 1 |  | 0.1 | mL | 0.1 | mL | [6 empty] | 1.2739 | mL/cm^2
Hilgren 2007 Ictivation of Bacillus anthracis spores by liquid biocides in the presence of food residue | flour residue | Liquid Ambiguous | CFU | 100000000 |  |  | 0.785 | cm^2 | 7.85e-05 | m^2 | combined |  |  | 15.2859 | wt% |  |  |  | 30 |  | 50 | flour residue on stainless steel | time until neutralization | 10 |  |  | 6.271 | LR | [5 empty] | > 1 |  | 0.1 | mL | 0.1 | mL | [6 empty] | 1.2739 | mL/cm^2
Hilgren 2007 Ictivation of Bacillus anthracis spores by liquid biocides in the presence of food residue | flour residue | Liquid Ambiguous | CFU | 100000000 |  |  | 0.785 | cm^2 | 7.85e-05 | m^2 | combined |  |  | 19.8073 | wt% |  |  |  | 30 |  | 50 | flour residue on stainless steel | time until neutralization | 10 |  |  | 6.2571 | LR | [5 empty] | > 1 |  | 0.1 | mL | 0.1 | mL | [6 empty] | 1.2739 | mL/cm^2
Hilgren 2007 Ictivation of Bacillus anthracis spores by liquid biocides in the presence of food residue | whole milk residue | Liquid Ambiguous | CFU | 100000000 |  |  | 0.785 | cm^2 | 7.85e-05 | m^2 | combined |  |  | 9.804 | wt% |  |  |  | 10 |  | 50 | whole milk residue on stainless steel | time until neutralization | 10 |  |  | 0.21054 | LR | [5 empty] | > 1 |  | 0.1 | mL | 0.1 | mL | [6 empty] | 1.2739 | mL/cm^2
Hilgren 2007 Ictivation of Bacillus anthracis spores by liquid biocides in the presence of food residue | whole milk residue | Liquid Ambiguous | CFU | 100000000 |  |  | 0.785 | cm^2 | 7.85e-05 | m^2 | combined |  |  | 19.8906 | wt% |  |  |  | 10 |  | 50 | whole milk residue on stainless steel | time until neutralization | 10 |  |  | 0.71776 | LR | [5 empty] | > 1 |  | 0.1 | mL | 0.1 | mL | [6 empty] | 1.2739 | mL/cm^2
Hilgren 2007 Ictivation of Bacillus anthracis spores by liquid biocides in the presence of food residue | whole milk residue | Liquid Ambiguous | CFU | 100000000 |  |  | 0.785 | cm^2 | 7.85e-05 | m^2 | combined |  |  | 29.9344 | wt% |  |  |  | 10 |  | 50 | whole milk residue on stainless steel | time until neutralization | 10 |  |  | 3.0936 | LR | [5 empty] | > 1 |  | 0.1 | mL | 0.1 | mL | [6 empty] | 1.2739 | mL/cm^2
Hilgren 2007 Ictivation of Bacillus anthracis spores by liquid biocides in the presence of food residue | whole milk residue | Liquid Ambiguous | CFU | 100000000 |  |  | 0.785 | cm^2 | 7.85e-05 | m^2 | combined |  |  | 39.8999 | wt% |  |  |  | 10 |  | 50 | whole milk residue on stainless steel | time until neutralization | 10 |  |  | 5.9737 | LR | [5 empty] | > 1 |  | 0.1 | mL | 0.1 | mL | [6 empty] | 1.2739 | mL/cm^2
Hilgren 2007 Ictivation of Bacillus anthracis spores by liquid biocides in the presence of food residue | whole milk residue | Liquid Ambiguous | CFU | 100000000 |  |  | 0.785 | cm^2 | 7.85e-05 | m^2 | combined |  |  | 50.1657 | wt% |  |  |  | 10 |  | 50 | whole milk residue on stainless steel | time until neutralization | 10 |  |  | 6.3327 | LR | [5 empty] | > 1 |  | 0.1 | mL | 0.1 | mL | [6 empty] | 1.2739 | mL/cm^2
Hilgren 2007 Ictivation of Bacillus anthracis spores by liquid biocides in the presence of food residue | whole milk residue | Liquid Ambiguous | CFU | 100000000 |  |  | 0.785 | cm^2 | 7.85e-05 | m^2 | combined |  |  | 10.0221 | wt% |  |  |  | 20 |  | 50 | whole milk residue on stainless steel | time until neutralization | 10 |  |  | 1.5453 | LR | [5 empty] | > 1 |  | 0.1 | mL | 0.1 | mL | [6 empty] | 1.2739 | mL/cm^2
Hilgren 2007 Ictivation of Bacillus anthracis spores by liquid biocides in the presence of food residue | whole milk residue | Liquid Ambiguous | CFU | 100000000 |  |  | 0.785 | cm^2 | 7.85e-05 | m^2 | combined |  |  | 14.8279 | wt% |  |  |  | 20 |  | 50 | whole milk residue on stainless steel | time until neutralization | 10 |  |  | 3.2226 | LR | [5 empty] | > 1 |  | 0.1 | mL | 0.1 | mL | [6 empty] | 1.2739 | mL/cm^2
Hilgren 2007 Ictivation of Bacillus anthracis spores by liquid biocides in the presence of food residue | whole milk residue | Liquid Ambiguous | CFU | 100000000 |  |  | 0.785 | cm^2 | 7.85e-05 | m^2 | combined |  |  | 35.2384 | wt% |  |  |  | 20 |  | 50 | whole milk residue on stainless steel | time until neutralization | 10 |  |  | 6.3134 | LR | [5 empty] | > 1 |  | 0.1 | mL | 0.1 | mL | [6 empty] | 1.2739 | mL/cm^2
Hilgren 2007 Ictivation of Bacillus anthracis spores by liquid biocides in the presence of food residue | whole milk residue | Liquid Ambiguous | CFU | 100000000 |  |  | 0.785 | cm^2 | 7.85e-05 | m^2 | combined |  |  | 4.8566 | wt% |  |  |  | 30 |  | 50 | whole milk residue on stainless steel | time until neutralization | 10 |  |  | 0.12008 | LR | [5 empty] | > 1 |  | 0.1 | mL | 0.1 | mL | [6 empty] | 1.2739 | mL/cm^2
Hilgren 2007 Ictivation of Bacillus anthracis spores by liquid biocides in the presence of food residue | whole milk residue | Liquid Ambiguous | CFU | 100000000 |  |  | 0.785 | cm^2 | 7.85e-05 | m^2 | combined |  |  | 9.8064 | wt% |  |  |  | 30 |  | 50 | whole milk residue on stainless steel | time until neutralization | 10 |  |  | 3.7995 | LR | [5 empty] | > 1 |  | 0.1 | mL | 0.1 | mL | [6 empty] | 1.2739 | mL/cm^2
Hilgren 2007 Ictivation of Bacillus anthracis spores by liquid biocides in the presence of food residue | whole milk residue | Liquid Ambiguous | CFU | 100000000 |  |  | 0.785 | cm^2 | 7.85e-05 | m^2 | combined |  |  | 15.091 | wt% |  |  |  | 30 |  | 50 | whole milk residue on stainless steel | time until neutralization | 10 |  |  | 6.2778 | LR | [5 empty] | > 1 |  | 0.1 | mL | 0.1 | mL | [6 empty] | 1.2739 | mL/cm^2
Hilgren 2007 Ictivation of Bacillus anthracis spores by liquid biocides in the presence of food residue | whole milk residue | Liquid Ambiguous | CFU | 100000000 |  |  | 0.785 | cm^2 | 7.85e-05 | m^2 | combined |  |  | 20.1277 | wt% |  |  |  | 30 |  | 50 | whole milk residue on stainless steel | time until neutralization | 10 |  |  | 6.2793 | LR | [5 empty] | > 1 |  | 0.1 | mL | 0.1 | mL | [6 empty] | 1.2739 | mL/cm^2
Hilgren 2007 Ictivation of Bacillus anthracis spores by liquid biocides in the presence of food residue | egg-yolk residue | Liquid Ambiguous | CFU | 100000000 |  |  | 0.785 | cm^2 | 7.85e-05 | m^2 | combined |  |  | 9.8967 | wt% |  |  |  | 10 |  | 50 | egg-yolk residue on stainless steel | time until neutralization | 10 |  |  | 0.10466 | LR | [5 empty] | > 1 |  | 0.1 | mL | 0.1 | mL | [6 empty] | 1.2739 | mL/cm^2
Hilgren 2007 Ictivation of Bacillus anthracis spores by liquid biocides in the presence of food residue | egg-yolk residue | Liquid Ambiguous | CFU | 100000000 |  |  | 0.785 | cm^2 | 7.85e-05 | m^2 | combined |  |  | 20.1377 | wt% |  |  |  | 10 |  | 50 | egg-yolk residue on stainless steel | time until neutralization | 10 |  |  | 1.0668 | LR | [5 empty] | > 1 |  | 0.1 | mL | 0.1 | mL | [6 empty] | 1.2739 | mL/cm^2
Hilgren 2007 Ictivation of Bacillus anthracis spores by liquid biocides in the presence of food residue | egg-yolk residue | Liquid Ambiguous | CFU | 100000000 |  |  | 0.785 | cm^2 | 7.85e-05 | m^2 | combined |  |  | 29.6902 | wt% |  |  |  | 10 |  | 50 | egg-yolk residue on stainless steel | time until neutralization | 10 |  |  | 3.9807 | LR | [5 empty] | > 1 |  | 0.1 | mL | 0.1 | mL | [6 empty] | 1.2739 | mL/cm^2
Hilgren 2007 Ictivation of Bacillus anthracis spores by liquid biocides in the presence of food residue | egg-yolk residue | Liquid Ambiguous | CFU | 100000000 |  |  | 0.785 | cm^2 | 7.85e-05 | m^2 | combined |  |  | 40.0172 | wt% |  |  |  | 10 |  | 50 | egg-yolk residue on stainless steel | time until neutralization | 10 |  |  | 6.3238 | LR | [5 empty] | > 1 |  | 0.1 | mL | 0.1 | mL | [6 empty] | 1.2739 | mL/cm^2
Hilgren 2007 Ictivation of Bacillus anthracis spores by liquid biocides in the presence of food residue | egg-yolk residue | Liquid Ambiguous | CFU | 100000000 |  |  | 0.785 | cm^2 | 7.85e-05 | m^2 | combined |  |  | 50.2582 | wt% |  |  |  | 10 |  | 50 | egg-yolk residue on stainless steel | time until neutralization | 10 |  |  | 6.3018 | LR | [5 empty] | > 1 |  | 0.1 | mL | 0.1 | mL | [6 empty] | 1.2739 | mL/cm^2
Hilgren 2007 Ictivation of Bacillus anthracis spores by liquid biocides in the presence of food residue | egg-yolk residue | Liquid Ambiguous | CFU | 100000000 |  |  | 0.785 | cm^2 | 7.85e-05 | m^2 | combined |  |  | 10.1549 | wt% |  |  |  | 20 |  | 50 | egg-yolk residue on stainless steel | time until neutralization | 10 |  |  | 1.089 | LR | [5 empty] | > 1 |  | 0.1 | mL | 0.1 | mL | [6 empty] | 1.2739 | mL/cm^2
Hilgren 2007 Ictivation of Bacillus anthracis spores by liquid biocides in the presence of food residue | egg-yolk residue | Liquid Ambiguous | CFU | 100000000 |  |  | 0.785 | cm^2 | 7.85e-05 | m^2 | combined |  |  | 14.9742 | wt% |  |  |  | 20 |  | 50 | egg-yolk residue on stainless steel | time until neutralization | 10 |  |  | 3.4428 | LR | [5 empty] | > 1 |  | 0.1 | mL | 0.1 | mL | [6 empty] | 1.2739 | mL/cm^2
Hilgren 2007 Ictivation of Bacillus anthracis spores by liquid biocides in the presence of food residue | egg-yolk residue | Liquid Ambiguous | CFU | 100000000 |  |  | 0.785 | cm^2 | 7.85e-05 | m^2 | combined |  |  | 19.8795 | wt% |  |  |  | 20 |  | 50 | egg-yolk residue on stainless steel | time until neutralization | 10 |  |  | 5.3364 | LR | [5 empty] | > 1 |  | 0.1 | mL | 0.1 | mL | [6 empty] | 1.2739 | mL/cm^2
Hilgren 2007 Ictivation of Bacillus anthracis spores by liquid biocides in the presence of food residue | egg-yolk residue | Liquid Ambiguous | CFU | 100000000 |  |  | 0.785 | cm^2 | 7.85e-05 | m^2 | combined |  |  | 24.8709 | wt% |  |  |  | 20 |  | 50 | egg-yolk residue on stainless steel | time until neutralization | 10 |  |  | 6.3253 | LR | [5 empty] | > 1 |  | 0.1 | mL | 0.1 | mL | [6 empty] | 1.2739 | mL/cm^2
Hilgren 2007 Ictivation of Bacillus anthracis spores by liquid biocides in the presence of food residue | egg-yolk residue | Liquid Ambiguous | CFU | 100000000 |  |  | 0.785 | cm^2 | 7.85e-05 | m^2 | combined |  |  | 29.6902 | wt% |  |  |  | 20 |  | 50 | egg-yolk residue on stainless steel | time until neutralization | 10 |  |  | 6.314 | LR | [5 empty] | > 1 |  | 0.1 | mL | 0.1 | mL | [6 empty] | 1.2739 | mL/cm^2
Hilgren 2007 Ictivation of Bacillus anthracis spores by liquid biocides in the presence of food residue | egg-yolk residue | Liquid Ambiguous | CFU | 100000000 |  |  | 0.785 | cm^2 | 7.85e-05 | m^2 | combined |  |  | 35.284 | wt% |  |  |  | 20 |  | 50 | egg-yolk residue on stainless steel | time until neutralization | 10 |  |  | 6.3352 | LR | [5 empty] | > 1 |  | 0.1 | mL | 0.1 | mL | [6 empty] | 1.2739 | mL/cm^2
Hilgren 2007 Ictivation of Bacillus anthracis spores by liquid biocides in the presence of food residue | egg-yolk residue | Liquid Ambiguous | CFU | 100000000 |  |  | 0.785 | cm^2 | 7.85e-05 | m^2 | combined |  |  | 5.0775 | wt% |  |  |  | 30 |  | 50 | egg-yolk residue on stainless steel | time until neutralization | 10 |  |  | 0.38579 | LR | [5 empty] | > 1 |  | 0.1 | mL | 0.1 | mL | [6 empty] | 1.2739 | mL/cm^2
Hilgren 2007 Ictivation of Bacillus anthracis spores by liquid biocides in the presence of food residue | egg-yolk residue | Liquid Ambiguous | CFU | 100000000 |  |  | 0.785 | cm^2 | 7.85e-05 | m^2 | combined |  |  | 9.7246 | wt% |  |  |  | 30 |  | 50 | egg-yolk residue on stainless steel | time until neutralization | 10 |  |  | 4.2791 | LR | [5 empty] | > 1 |  | 0.1 | mL | 0.1 | mL | [6 empty] | 1.2739 | mL/cm^2
Hilgren 2007 Ictivation of Bacillus anthracis spores by liquid biocides in the presence of food residue | egg-yolk residue | Liquid Ambiguous | CFU | 100000000 |  |  | 0.785 | cm^2 | 7.85e-05 | m^2 | combined |  |  | 14.9742 | wt% |  |  |  | 30 |  | 50 | egg-yolk residue on stainless steel | time until neutralization | 10 |  |  | 6.1889 | LR | [5 empty] | > 1 |  | 0.1 | mL | 0.1 | mL | [6 empty] | 1.2739 | mL/cm^2
Hilgren 2007 Ictivation of Bacillus anthracis spores by liquid biocides in the presence of food residue | egg-yolk residue | Liquid Ambiguous | CFU | 100000000 |  |  | 0.785 | cm^2 | 7.85e-05 | m^2 | combined |  |  | 19.7935 | wt% |  |  |  | 30 |  | 50 | egg-yolk residue on stainless steel | time until neutralization | 10 |  |  | 6.2569 | LR | [5 empty] | > 1 |  | 0.1 | mL | 0.1 | mL | [6 empty] | 1.2739 | mL/cm^2

## Liquid Ambiguous Data
Value
Number of Records | 316
Records Including Grime Dirt | 209
Records Including Rinsate | 316
| Units | Minimum | Maximum | Mean/Mode | Standard Deviation
Coupon Area | m^2 | 7.85e-05 | 0.0064 | 0.00014288 | 0.00050251
Loading | CFU | 1000 | 100000000 | 83165518.9873 | 35591817.7104
Number of Applications | NA | NA | NA | NA | NA
Temperature | Celsius | -20 | 30 | 16.0222 | 13.0791
Relative Humidity | % | 50 | 50 | 50 | 0
Contact Time | Minutes | 4.98 | 1440 | 92.4832 | 312.7499
Concentration of Active Decon Agent | multiple units given | 0 | 50.3142 | 14.6582 | 20.2156
Efficacy | multiple units given | 0 | 6.456 | 3.2238 | 2.3551
Volume Applied | mL | 0.05 | 2 | 0.46592 | 0.7701

## Liquid Dropper Master
Ref | GrimeDirt | AppMeth | LoadingUn | LoadingNum | ConvertedLoading | ConvertedLoadingUn | CoupArea | CoupAreaUn | ConvertedCoupArea | ConvertedCoupAreaUn | Rinsate | RinsateUn | ConcDoseCtrl | ConcDoseNum | ConcDoseUn | ConvertedConcDose | ConvertedConcDoseUn | TempCtrl | TempNum | RHCtrl | RHNum | SurfMed | ContTimeDesc | ContTimeNumMin | TotalApp | EffGreater | Eff | EffMeas | EffVar | EffVarStat | ConvertedEff | ConvertedEffMeas | LPosRec | N | MatComp | VolApp | VolAppUn | ConvertedVolApp | ConvertedVolAppUn | CT | CTUn | RinsateLess | Positives | WaterRinse | Surface | VolAppDen(L/m^2) | VolAppDenUn | ClO2(ppm) | MB(mg/L) | H2O2(ppm) | PosCalc | LPosRecCalc
Chatuev 2010 Alysis of the sporicidal activity of chlorine dioxide disinfectant against Bacillus anthracis (Sterne strain) |  | Liquid Dropper | CFU | 100000000 |  |  | 1.33 | cm^2 | 0.000133 | m^2 |  |  |  | 10 | mg tablet/L |  |  |  | 25 |  | 50 | stainless steel | time in suspension | 3 |  |  | 0.64 | LR | [16 empty] | steel |  | /cm^2
Chatuev 2010 Alysis of the sporicidal activity of chlorine dioxide disinfectant against Bacillus anthracis (Sterne strain) |  | Liquid Dropper | CFU | 100000000 |  |  | 1.33 | cm^2 | 0.000133 | m^2 |  |  |  | 10 | mg tablet/L |  |  |  | 25 |  | 50 | plastic | time in suspension | 3 |  |  | 1.1 | LR | [18 empty] | /cm^2

## Liquid Dropper Data
Value
Number of Records | 2
Records Including Grime Dirt | 0
Records Including Rinsate | 0
| Units | Minimum | Maximum | Mean/Mode | Standard Deviation
Coupon Area | m^2 | 0.000133 | 0.000133 | 0.000133 | 0
Loading | CFU | 100000000 | 100000000 | 100000000 | 0
Number of Applications | NA | NA | NA | NA | NA
Temperature | Celsius | 25 | 25 | 25 | 0
Relative Humidity | % | 50 | 50 | 50 | 0
Contact Time | Minutes | 3 | 3 | 3 | 0
Concentration of Active Decon Agent | mg tablet/L | 10 | 10 | 10 | 0
Efficacy | LR | 0.64 | 1.1 | 0.87 | 0.32527
Volume Applied | NA | NA | NA | NA | NA

## Liquid Immersion Master
Ref | GrimeDirt | AppMeth | LoadingUn | LoadingNum | ConvertedLoading | ConvertedLoadingUn | CoupArea | CoupAreaUn | ConvertedCoupArea | ConvertedCoupAreaUn | Rinsate | RinsateUn | ConcDoseCtrl | ConcDoseNum | ConcDoseUn | ConvertedConcDose | ConvertedConcDoseUn | TempCtrl | TempNum | RHCtrl | RHNum | SurfMed | ContTimeDesc | ContTimeNumMin | TotalApp | EffGreater | Eff | EffMeas | EffVar | EffVarStat | ConvertedEff | ConvertedEffMeas | LPosRec | N | MatComp | VolApp | VolAppUn | ConvertedVolApp | ConvertedVolAppUn | CT | CTUn | RinsateLess | Positives | WaterRinse | Surface | VolAppDen(L/m^2) | VolAppDenUn | ClO2(ppm) | MB(mg/L) | H2O2(ppm) | PosCalc | LPosRecCalc
Kreske 2006 Evaluation of chlorine, chlorine dioxide, and a peroxyacetic acid-based sanitizer for effectiveness in killing Bacillus cereus and Bacillus thuringiensis spores in suspensions, on the surface of stainless steel, and on apples |  | Liquid Immersion |  | 100000000 |  |  | 10 | cm^2 | 0.001 | m^2 |  |  |  | 10 | ug/L FAC |  |  | 1 | 23 |  | 50 | stainless steel | time until neutralization | 5 |  |  | 1.48 | LR | [5 empty] | 3 | [10 empty] | steel |  | /cm^2
Kreske 2006 Evaluation of chlorine, chlorine dioxide, and a peroxyacetic acid-based sanitizer for effectiveness in killing Bacillus cereus and Bacillus thuringiensis spores in suspensions, on the surface of stainless steel, and on apples |  | Liquid Immersion |  | 100000000 |  |  | 10 | cm^2 | 0.001 | m^2 |  |  |  | 50 | ug/L FAC |  |  | 1 | 23 |  | 50 | stainless steel | time until neutralization | 5 |  | > | 1 | LR | [5 empty] | 3 | [10 empty] | steel |  | /cm^2 |  |  |  | 0 | 1
Kreske 2006 Evaluation of chlorine, chlorine dioxide, and a peroxyacetic acid-based sanitizer for effectiveness in killing Bacillus cereus and Bacillus thuringiensis spores in suspensions, on the surface of stainless steel, and on apples |  | Liquid Immersion |  | 100000000 |  |  | 10 | cm^2 | 0.001 | m^2 |  |  |  | 100 | ug/L FAC |  |  | 1 | 23 |  | 50 | stainless steel | time until neutralization | 5 |  | > | 1 | LR | [5 empty] | 3 | [10 empty] | steel |  | /cm^2 |  |  |  | 0 | 1
Kreske 2006 Evaluation of chlorine, chlorine dioxide, and a peroxyacetic acid-based sanitizer for effectiveness in killing Bacillus cereus and Bacillus thuringiensis spores in suspensions, on the surface of stainless steel, and on apples |  | Liquid Immersion |  | 100000000 |  |  | 10 | cm^2 | 0.001 | m^2 |  |  |  | 200 | ug/L FAC |  |  | 1 | 23 |  | 50 | stainless steel | time until neutralization | 5 |  | > | 1 | LR | [5 empty] | 3 | [10 empty] | steel |  | /cm^2 |  |  |  | 0 | 1
Kreske 2006 Evaluation of chlorine, chlorine dioxide, and a peroxyacetic acid-based sanitizer for effectiveness in killing Bacillus cereus and Bacillus thuringiensis spores in suspensions, on the surface of stainless steel, and on apples |  | Liquid Immersion |  | 100000000 |  |  | 10 | cm^2 | 0.001 | m^2 |  |  |  | 10 | ug/L |  |  | 1 | 23 |  | 50 | stainless steel | time until neutralization | 5 |  | > | -1.19 | LR | [5 empty] | 3 | [10 empty] | steel |  | /cm^2 |  |  |  | 0 | -1.19
Kreske 2006 Evaluation of chlorine, chlorine dioxide, and a peroxyacetic acid-based sanitizer for effectiveness in killing Bacillus cereus and Bacillus thuringiensis spores in suspensions, on the surface of stainless steel, and on apples |  | Liquid Immersion |  | 100000000 |  |  | 10 | cm^2 | 0.001 | m^2 |  |  |  | 50 | ug/L |  |  | 1 | 23 |  | 50 | stainless steel | time until neutralization | 5 |  | > | 0.3 | LR | [5 empty] | 3 | [10 empty] | steel |  | /cm^2 |  |  |  | 0 | 0.3
Kreske 2006 Evaluation of chlorine, chlorine dioxide, and a peroxyacetic acid-based sanitizer for effectiveness in killing Bacillus cereus and Bacillus thuringiensis spores in suspensions, on the surface of stainless steel, and on apples |  | Liquid Immersion |  | 100000000 |  |  | 10 | cm^2 | 0.001 | m^2 |  |  |  | 100 | ug/L |  |  | 1 | 23 |  | 50 | stainless steel | time until neutralization | 5 |  | > | 1.04 | LR | [5 empty] | 3 | [10 empty] | steel |  | /cm^2 |  |  |  | 0 | 1.04
Kreske 2006 Evaluation of chlorine, chlorine dioxide, and a peroxyacetic acid-based sanitizer for effectiveness in killing Bacillus cereus and Bacillus thuringiensis spores in suspensions, on the surface of stainless steel, and on apples |  | Liquid Immersion |  | 10000000 |  |  | 10 | cm^2 | 0.001 | m^2 |  |  |  | 200 | ug/L |  |  | 1 | 23 |  | 50 | stainless steel | time until neutralization | 5 |  | > | 1 | LR | [5 empty] | 3 | [10 empty] | steel |  | /cm^2 |  |  |  | 0 | 1
Kreske 2006 Evaluation of chlorine, chlorine dioxide, and a peroxyacetic acid-based sanitizer for effectiveness in killing Bacillus cereus and Bacillus thuringiensis spores in suspensions, on the surface of stainless steel, and on apples |  | Liquid Immersion |  | 10000000 |  |  | 10 | cm^2 | 0.001 | m^2 |  |  |  | 40 | ug/L |  |  | 1 | 23 |  | 50 | stainless steel | time until neutralization | 5 |  | > | -1.33 | LR | [5 empty] | 3 | [10 empty] | steel |  | /cm^2 |  |  |  | 0 | -1.33
Kreske 2006 Evaluation of chlorine, chlorine dioxide, and a peroxyacetic acid-based sanitizer for effectiveness in killing Bacillus cereus and Bacillus thuringiensis spores in suspensions, on the surface of stainless steel, and on apples |  | Liquid Immersion |  | 10000000 |  |  | 10 | cm^2 | 0.001 | m^2 |  |  |  | 80 | ug/L |  |  | 1 | 23 |  | 50 | stainless steel | time until neutralization | 5 |  |  | -0.92 | LR | [5 empty] | 3 | [10 empty] | steel |  | /cm^2
Kreske 2006 Evaluation of chlorine, chlorine dioxide, and a peroxyacetic acid-based sanitizer for effectiveness in killing Bacillus cereus and Bacillus thuringiensis spores in suspensions, on the surface of stainless steel, and on apples |  | Liquid Immersion |  | 10000000 |  |  | 10 | cm^2 | 0.001 | m^2 |  |  |  | 10 | ug/L FAC |  |  | 1 | 23 |  | 50 | stainless steel | time until neutralization | 5 |  | > | 0.75 | LR | [5 empty] | 3 | [10 empty] | steel |  | /cm^2 |  |  |  | 0 | 0.75
Kreske 2006 Evaluation of chlorine, chlorine dioxide, and a peroxyacetic acid-based sanitizer for effectiveness in killing Bacillus cereus and Bacillus thuringiensis spores in suspensions, on the surface of stainless steel, and on apples |  | Liquid Immersion |  | 10000000 |  |  | 10 | cm^2 | 0.001 | m^2 |  |  |  | 50 | ug/L FAC |  |  | 1 | 23 |  | 50 | stainless steel | time until neutralization | 5 |  | > | 2.08 | LR | [5 empty] | 3 | [10 empty] | steel |  | /cm^2 |  |  |  | 0 | 2.08
Kreske 2006 Evaluation of chlorine, chlorine dioxide, and a peroxyacetic acid-based sanitizer for effectiveness in killing Bacillus cereus and Bacillus thuringiensis spores in suspensions, on the surface of stainless steel, and on apples |  | Liquid Immersion |  | 10000000 |  |  | 10 | cm^2 | 0.001 | m^2 |  |  |  | 100 | ug/L FAC |  |  | 1 | 23 |  | 50 | stainless steel | time until neutralization | 5 |  | > | 2.08 | LR | [5 empty] | 3 | [10 empty] | steel |  | /cm^2 |  |  |  | 0 | 2.08
Kreske 2006 Evaluation of chlorine, chlorine dioxide, and a peroxyacetic acid-based sanitizer for effectiveness in killing Bacillus cereus and Bacillus thuringiensis spores in suspensions, on the surface of stainless steel, and on apples |  | Liquid Immersion |  | 10000000 |  |  | 10 | cm^2 | 0.001 | m^2 |  |  |  | 200 | ug/L FAC |  |  | 1 | 23 |  | 50 | stainless steel | time until neutralization | 5 |  | > | 2.08 | LR | [5 empty] | 3 | [10 empty] | steel |  | /cm^2 |  |  |  | 0 | 2.08
Kreske 2006 Evaluation of chlorine, chlorine dioxide, and a peroxyacetic acid-based sanitizer for effectiveness in killing Bacillus cereus and Bacillus thuringiensis spores in suspensions, on the surface of stainless steel, and on apples |  | Liquid Immersion |  | 10000000 |  |  | 10 | cm^2 | 0.001 | m^2 |  |  |  | 10 | ug/L |  |  | 1 | 23 |  | 50 | stainless steel | time until neutralization | 5 |  | > | -0.87 | LR | [5 empty] | 3 | [10 empty] | steel |  | /cm^2 |  |  |  | 0 | -0.87
Kreske 2006 Evaluation of chlorine, chlorine dioxide, and a peroxyacetic acid-based sanitizer for effectiveness in killing Bacillus cereus and Bacillus thuringiensis spores in suspensions, on the surface of stainless steel, and on apples |  | Liquid Immersion |  | 10000000 |  |  | 10 | cm^2 | 0.001 | m^2 |  |  |  | 50 | ug/L |  |  | 1 | 23 |  | 50 | stainless steel | time until neutralization | 5 |  | > | 0.97 | LR | [5 empty] | 3 | [10 empty] | steel |  | /cm^2 |  |  |  | 0 | 0.97
Kreske 2006 Evaluation of chlorine, chlorine dioxide, and a peroxyacetic acid-based sanitizer for effectiveness in killing Bacillus cereus and Bacillus thuringiensis spores in suspensions, on the surface of stainless steel, and on apples |  | Liquid Immersion |  | 10000000 |  |  | 10 | cm^2 | 0.001 | m^2 |  |  |  | 100 | ug/L |  |  | 1 | 23 |  | 50 | stainless steel | time until neutralization | 5 |  | > | 3.02 | LR | [5 empty] | 3 | [10 empty] | steel |  | /cm^2 |  |  |  | 0 | 3.02
Kreske 2006 Evaluation of chlorine, chlorine dioxide, and a peroxyacetic acid-based sanitizer for effectiveness in killing Bacillus cereus and Bacillus thuringiensis spores in suspensions, on the surface of stainless steel, and on apples |  | Liquid Immersion |  | 10000000 |  |  | 10 | cm^2 | 0.001 | m^2 |  |  |  | 200 | ug/L |  |  | 1 | 23 |  | 50 | stainless steel | time until neutralization | 5 |  | > | 2.08 | LR | [5 empty] | 3 | [10 empty] | steel |  | /cm^2 |  |  |  | 0 | 2.08
Kreske 2006 Evaluation of chlorine, chlorine dioxide, and a peroxyacetic acid-based sanitizer for effectiveness in killing Bacillus cereus and Bacillus thuringiensis spores in suspensions, on the surface of stainless steel, and on apples |  | Liquid Immersion |  | 10000000 |  |  | 10 | cm^2 | 0.001 | m^2 |  |  |  | 40 | ug/L |  |  | 1 | 23 |  | 50 | stainless steel | time until neutralization | 5 |  | > | -0.97 | LR | [5 empty] | 3 | [10 empty] | steel |  | /cm^2 |  |  |  | 0 | -0.97
Kreske 2006 Evaluation of chlorine, chlorine dioxide, and a peroxyacetic acid-based sanitizer for effectiveness in killing Bacillus cereus and Bacillus thuringiensis spores in suspensions, on the surface of stainless steel, and on apples |  | Liquid Immersion |  | 10000000 |  |  | 10 | cm^2 | 0.001 | m^2 |  |  |  | 80 | ug/L |  |  | 1 | 23 |  | 50 | stainless steel | time until neutralization | 5 |  | > | -0.87 | LR | [5 empty] | 3 | [10 empty] | steel |  | /cm^2 |  |  |  | 0 | -0.87
Kreske 2006 Evaluation of chlorine, chlorine dioxide, and a peroxyacetic acid-based sanitizer for effectiveness in killing Bacillus cereus and Bacillus thuringiensis spores in suspensions, on the surface of stainless steel, and on apples | horse serum | Liquid Immersion |  | 10000000 |  |  | 10 | cm^2 | 0.001 | m^2 |  |  |  | 10 | ug/L FAC |  |  | 1 | 23 |  | 50 | horse serum residue on stainless steel | time until neutralization | 5 |  |  | 0.06 | LR | [5 empty] | 3 | [12 empty] | /cm^2
Kreske 2006 Evaluation of chlorine, chlorine dioxide, and a peroxyacetic acid-based sanitizer for effectiveness in killing Bacillus cereus and Bacillus thuringiensis spores in suspensions, on the surface of stainless steel, and on apples | horse serum | Liquid Immersion |  | 10000000 |  |  | 10 | cm^2 | 0.001 | m^2 |  |  |  | 50 | ug/L FAC |  |  | 1 | 23 |  | 50 | horse serum residue on stainless steel | time until neutralization | 5 |  | > | 3.31 | LR | [5 empty] | 3 | [12 empty] | /cm^2 |  |  |  | 0 | 3.31
Kreske 2006 Evaluation of chlorine, chlorine dioxide, and a peroxyacetic acid-based sanitizer for effectiveness in killing Bacillus cereus and Bacillus thuringiensis spores in suspensions, on the surface of stainless steel, and on apples | horse serum | Liquid Immersion |  | 10000000 |  |  | 10 | cm^2 | 0.001 | m^2 |  |  |  | 100 | ug/L FAC |  |  | 1 | 23 |  | 50 | horse serum residue on stainless steel | time until neutralization | 5 |  | > | 4.83 | LR | [5 empty] | 3 | [12 empty] | /cm^2 |  |  |  | 0 | 4.83
Kreske 2006 Evaluation of chlorine, chlorine dioxide, and a peroxyacetic acid-based sanitizer for effectiveness in killing Bacillus cereus and Bacillus thuringiensis spores in suspensions, on the surface of stainless steel, and on apples | horse serum | Liquid Immersion |  | 10000000 |  |  | 10 | cm^2 | 0.001 | m^2 |  |  |  | 200 | ug/L FAC |  |  | 1 | 23 |  | 50 | horse serum residue on stainless steel | time until neutralization | 5 |  | > | 6.68 | LR | [5 empty] | 3 | [12 empty] | /cm^2 |  |  |  | 0 | 6.68
Kreske 2006 Evaluation of chlorine, chlorine dioxide, and a peroxyacetic acid-based sanitizer for effectiveness in killing Bacillus cereus and Bacillus thuringiensis spores in suspensions, on the surface of stainless steel, and on apples | horse serum | Liquid Immersion |  | 10000000 |  |  | 10 | cm^2 | 0.001 | m^2 |  |  |  | 10 | ug/L |  |  | 1 | 23 |  | 50 | horse serum residue on stainless steel | time until neutralization | 5 |  |  | 0.07 | LR | [5 empty] | 3 | [12 empty] | /cm^2
Kreske 2006 Evaluation of chlorine, chlorine dioxide, and a peroxyacetic acid-based sanitizer for effectiveness in killing Bacillus cereus and Bacillus thuringiensis spores in suspensions, on the surface of stainless steel, and on apples | horse serum | Liquid Immersion |  | 10000000 |  |  | 10 | cm^2 | 0.001 | m^2 |  |  |  | 50 | ug/L |  |  | 1 | 23 |  | 50 | horse serum residue on stainless steel | time until neutralization | 5 |  |  | 0.35 | LR | [5 empty] | 3 | [12 empty] | /cm^2
Kreske 2006 Evaluation of chlorine, chlorine dioxide, and a peroxyacetic acid-based sanitizer for effectiveness in killing Bacillus cereus and Bacillus thuringiensis spores in suspensions, on the surface of stainless steel, and on apples | horse serum | Liquid Immersion |  | 10000000 |  |  | 10 | cm^2 | 0.001 | m^2 |  |  |  | 100 | ug/L |  |  | 1 | 23 |  | 50 | horse serum residue on stainless steel | time until neutralization | 5 |  |  | 0.97 | LR | [5 empty] | 3 | [12 empty] | /cm^2
Kreske 2006 Evaluation of chlorine, chlorine dioxide, and a peroxyacetic acid-based sanitizer for effectiveness in killing Bacillus cereus and Bacillus thuringiensis spores in suspensions, on the surface of stainless steel, and on apples | horse serum | Liquid Immersion |  | 10000000 |  |  | 10 | cm^2 | 0.001 | m^2 |  |  |  | 200 | ug/L |  |  | 1 | 23 |  | 50 | horse serum residue on stainless steel | time until neutralization | 5 |  |  | 2.55 | LR | [5 empty] | 3 | [12 empty] | /cm^2
Kreske 2006 Evaluation of chlorine, chlorine dioxide, and a peroxyacetic acid-based sanitizer for effectiveness in killing Bacillus cereus and Bacillus thuringiensis spores in suspensions, on the surface of stainless steel, and on apples | horse serum | Liquid Immersion |  | 10000000 |  |  | 10 | cm^2 | 0.001 | m^2 |  |  |  | 40 | ug/L |  |  | 1 | 23 |  | 50 | horse serum residue on stainless steel | time until neutralization | 5 |  |  | 0.2 | LR | [5 empty] | 3 | [12 empty] | /cm^2
Kreske 2006 Evaluation of chlorine, chlorine dioxide, and a peroxyacetic acid-based sanitizer for effectiveness in killing Bacillus cereus and Bacillus thuringiensis spores in suspensions, on the surface of stainless steel, and on apples | horse serum | Liquid Immersion |  | 10000000 |  |  | 10 | cm^2 | 0.001 | m^2 |  |  |  | 80 | ug/L |  |  | 1 | 23 |  | 50 | horse serum residue on stainless steel | time until neutralization | 5 |  |  | 0.07 | LR | [5 empty] | 3 | [12 empty] | /cm^2
Kreske 2006 Evaluation of chlorine, chlorine dioxide, and a peroxyacetic acid-based sanitizer for effectiveness in killing Bacillus cereus and Bacillus thuringiensis spores in suspensions, on the surface of stainless steel, and on apples | horse serum | Liquid Immersion |  | 10000000 |  |  | 10 | cm^2 | 0.001 | m^2 |  |  |  | 10 | ug/L FAC |  |  | 1 | 23 |  | 50 | horse serum residue on stainless steel | time until neutralization | 5 |  |  | 0.2 | LR | [5 empty] | 3 | [12 empty] | /cm^2
Kreske 2006 Evaluation of chlorine, chlorine dioxide, and a peroxyacetic acid-based sanitizer for effectiveness in killing Bacillus cereus and Bacillus thuringiensis spores in suspensions, on the surface of stainless steel, and on apples | horse serum | Liquid Immersion |  | 10000000 |  |  | 10 | cm^2 | 0.001 | m^2 |  |  |  | 50 | ug/L FAC |  |  | 1 | 23 |  | 50 | horse serum residue on stainless steel | time until neutralization | 5 |  | > | 3.37 | LR | [5 empty] | 3 | [12 empty] | /cm^2 |  |  |  | 0 | 3.37
Kreske 2006 Evaluation of chlorine, chlorine dioxide, and a peroxyacetic acid-based sanitizer for effectiveness in killing Bacillus cereus and Bacillus thuringiensis spores in suspensions, on the surface of stainless steel, and on apples | horse serum | Liquid Immersion |  | 10000000 |  |  | 10 | cm^2 | 0.001 | m^2 |  |  |  | 100 | ug/L FAC |  |  | 1 | 23 |  | 50 | horse serum residue on stainless steel | time until neutralization | 5 |  | > | 5.77 | LR | [5 empty] | 3 | [12 empty] | /cm^2 |  |  |  | 0 | 5.77
Kreske 2006 Evaluation of chlorine, chlorine dioxide, and a peroxyacetic acid-based sanitizer for effectiveness in killing Bacillus cereus and Bacillus thuringiensis spores in suspensions, on the surface of stainless steel, and on apples | horse serum | Liquid Immersion |  | 10000000 |  |  | 10 | cm^2 | 0.001 | m^2 |  |  |  | 200 | ug/L FAC |  |  | 1 | 23 |  | 50 | horse serum residue on stainless steel | time until neutralization | 5 |  | > | 7.08 | LR | [5 empty] | 3 | [12 empty] | /cm^2 |  |  |  | 0 | 7.08
Kreske 2006 Evaluation of chlorine, chlorine dioxide, and a peroxyacetic acid-based sanitizer for effectiveness in killing Bacillus cereus and Bacillus thuringiensis spores in suspensions, on the surface of stainless steel, and on apples | horse serum | Liquid Immersion |  | 100000000 |  |  | 10 | cm^2 | 0.001 | m^2 |  |  |  | 10 | ug/L |  |  | 1 | 23 |  | 50 | horse serum residue on stainless steel | time until neutralization | 5 |  |  | 0.12 | LR | [5 empty] | 3 | [12 empty] | /cm^2
Kreske 2006 Evaluation of chlorine, chlorine dioxide, and a peroxyacetic acid-based sanitizer for effectiveness in killing Bacillus cereus and Bacillus thuringiensis spores in suspensions, on the surface of stainless steel, and on apples | horse serum | Liquid Immersion |  | 100000000 |  |  | 10 | cm^2 | 0.001 | m^2 |  |  |  | 50 | ug/L |  |  | 1 | 23 |  | 50 | horse serum residue on stainless steel | time until neutralization | 5 |  |  | 0.69 | LR | [5 empty] | 3 | [12 empty] | /cm^2
Kreske 2006 Evaluation of chlorine, chlorine dioxide, and a peroxyacetic acid-based sanitizer for effectiveness in killing Bacillus cereus and Bacillus thuringiensis spores in suspensions, on the surface of stainless steel, and on apples | horse serum | Liquid Immersion |  | 100000000 |  |  | 10 | cm^2 | 0.001 | m^2 |  |  |  | 100 | ug/L |  |  | 1 | 23 |  | 50 | horse serum residue on stainless steel | time until neutralization | 5 |  |  | 1.73 | LR | [5 empty] | 3 | [12 empty] | /cm^2
Kreske 2006 Evaluation of chlorine, chlorine dioxide, and a peroxyacetic acid-based sanitizer for effectiveness in killing Bacillus cereus and Bacillus thuringiensis spores in suspensions, on the surface of stainless steel, and on apples | horse serum | Liquid Immersion |  | 100000000 |  |  | 10 | cm^2 | 0.001 | m^2 |  |  |  | 200 | ug/L |  |  | 1 | 23 |  | 50 | horse serum residue on stainless steel | time until neutralization | 5 |  |  | 3.32 | LR | [5 empty] | 3 | [12 empty] | /cm^2
Kreske 2006 Evaluation of chlorine, chlorine dioxide, and a peroxyacetic acid-based sanitizer for effectiveness in killing Bacillus cereus and Bacillus thuringiensis spores in suspensions, on the surface of stainless steel, and on apples | horse serum | Liquid Immersion |  | 100000000 |  |  | 10 | cm^2 | 0.001 | m^2 |  |  |  | 40 | ug/L |  |  | 1 | 23 |  | 50 | horse serum residue on stainless steel | time until neutralization | 5 |  |  | -0.02 | LR | [5 empty] | 3 | [12 empty] | /cm^2
Kreske 2006 Evaluation of chlorine, chlorine dioxide, and a peroxyacetic acid-based sanitizer for effectiveness in killing Bacillus cereus and Bacillus thuringiensis spores in suspensions, on the surface of stainless steel, and on apples | horse serum | Liquid Immersion |  | 100000000 |  |  | 10 | cm^2 | 0.001 | m^2 |  |  |  | 80 | ug/L |  |  | 1 | 23 |  | 50 | horse serum residue on stainless steel | time until neutralization | 5 |  |  | -0.06 | LR | [5 empty] | 3 | [12 empty] | /cm^2
Kreske 2006 Evaluation of chlorine, chlorine dioxide, and a peroxyacetic acid-based sanitizer for effectiveness in killing Bacillus cereus and Bacillus thuringiensis spores in suspensions, on the surface of stainless steel, and on apples |  | Liquid Immersion |  | 100000000 | [9 empty] | 10 | ug/L FAC |  |  | 1 | 23 |  | 50 | apples | time until neutralization | 5 |  |  | 1.72 | LR | [5 empty] | 3
Kreske 2006 Evaluation of chlorine, chlorine dioxide, and a peroxyacetic acid-based sanitizer for effectiveness in killing Bacillus cereus and Bacillus thuringiensis spores in suspensions, on the surface of stainless steel, and on apples |  | Liquid Immersion |  | 100000000 | [9 empty] | 50 | ug/L FAC |  |  | 1 | 23 |  | 50 | apples | time until neutralization | 5 |  |  | 5.85 | LR | [5 empty] | 3
Kreske 2006 Evaluation of chlorine, chlorine dioxide, and a peroxyacetic acid-based sanitizer for effectiveness in killing Bacillus cereus and Bacillus thuringiensis spores in suspensions, on the surface of stainless steel, and on apples |  | Liquid Immersion |  | 100000000 | [9 empty] | 100 | ug/L FAC |  |  | 1 | 23 |  | 50 | apples | time until neutralization | 5 |  | > | 5.86 | LR | [5 empty] | 3 | [16 empty] | 0 | 5.86
Kreske 2006 Evaluation of chlorine, chlorine dioxide, and a peroxyacetic acid-based sanitizer for effectiveness in killing Bacillus cereus and Bacillus thuringiensis spores in suspensions, on the surface of stainless steel, and on apples |  | Liquid Immersion |  | 100000000 | [9 empty] | 10 | ug/L |  |  | 1 | 23 |  | 50 | apples | time until neutralization | 5 |  |  | 0.49 | LR | [5 empty] | 3
Kreske 2006 Evaluation of chlorine, chlorine dioxide, and a peroxyacetic acid-based sanitizer for effectiveness in killing Bacillus cereus and Bacillus thuringiensis spores in suspensions, on the surface of stainless steel, and on apples |  | Liquid Immersion |  | 100000000 | [9 empty] | 50 | ug/L |  |  | 1 | 23 |  | 50 | apples | time until neutralization | 5 |  |  | 6.64 | LR | [5 empty] | 3
Kreske 2006 Evaluation of chlorine, chlorine dioxide, and a peroxyacetic acid-based sanitizer for effectiveness in killing Bacillus cereus and Bacillus thuringiensis spores in suspensions, on the surface of stainless steel, and on apples |  | Liquid Immersion |  | 100000000 | [9 empty] | 100 | ug/L |  |  | 1 | 23 |  | 50 | apples | time until neutralization | 5 |  | > | 5.64 | LR | [5 empty] | 3 | [16 empty] | 0 | 5.64
Kreske 2006 Evaluation of chlorine, chlorine dioxide, and a peroxyacetic acid-based sanitizer for effectiveness in killing Bacillus cereus and Bacillus thuringiensis spores in suspensions, on the surface of stainless steel, and on apples |  | Liquid Immersion |  | 100000000 | [9 empty] | 40 | ug/L |  |  | 1 | 23 |  | 50 | apples | time until neutralization | 5 |  |  | -0.14 | LR | [5 empty] | 3
Kreske 2006 Evaluation of chlorine, chlorine dioxide, and a peroxyacetic acid-based sanitizer for effectiveness in killing Bacillus cereus and Bacillus thuringiensis spores in suspensions, on the surface of stainless steel, and on apples |  | Liquid Immersion |  | 100000000 | [9 empty] | 80 | ug/L |  |  | 1 | 23 |  | 50 | apples | time until neutralization | 5 |  |  | -0.16 | LR | [5 empty] | 3
Kreske 2006 Evaluation of chlorine, chlorine dioxide, and a peroxyacetic acid-based sanitizer for effectiveness in killing Bacillus cereus and Bacillus thuringiensis spores in suspensions, on the surface of stainless steel, and on apples |  | Liquid Immersion |  | 100000000 | [9 empty] | 10 | ug/L FAC |  |  | 1 | 23 |  | 50 | apples | time until neutralization | 5 |  |  | 4.5 | LR | [5 empty] | 3
Kreske 2006 Evaluation of chlorine, chlorine dioxide, and a peroxyacetic acid-based sanitizer for effectiveness in killing Bacillus cereus and Bacillus thuringiensis spores in suspensions, on the surface of stainless steel, and on apples |  | Liquid Immersion |  | 100000000 | [9 empty] | 50 | ug/L FAC |  |  | 1 | 23 |  | 50 | apples | time until neutralization | 5 |  | > | 5.07 | LR | [5 empty] | 3 | [16 empty] | 0 | 5.07
Kreske 2006 Evaluation of chlorine, chlorine dioxide, and a peroxyacetic acid-based sanitizer for effectiveness in killing Bacillus cereus and Bacillus thuringiensis spores in suspensions, on the surface of stainless steel, and on apples |  | Liquid Immersion |  | 100000000 | [9 empty] | 100 | ug/L FAC |  |  | 1 | 23 |  | 50 | apples | time until neutralization | 5 |  | > | 6.09 | LR | [5 empty] | 3 | [16 empty] | 0 | 6.09
Kreske 2006 Evaluation of chlorine, chlorine dioxide, and a peroxyacetic acid-based sanitizer for effectiveness in killing Bacillus cereus and Bacillus thuringiensis spores in suspensions, on the surface of stainless steel, and on apples |  | Liquid Immersion |  | 100000000 | [9 empty] | 10 | ug/L |  |  | 1 | 23 |  | 50 | apples | time until neutralization | 5 |  |  | 0.44 | LR | [5 empty] | 3
Kreske 2006 Evaluation of chlorine, chlorine dioxide, and a peroxyacetic acid-based sanitizer for effectiveness in killing Bacillus cereus and Bacillus thuringiensis spores in suspensions, on the surface of stainless steel, and on apples |  | Liquid Immersion |  | 100000000 | [9 empty] | 50 | ug/L |  |  | 1 | 23 |  | 50 | apples | time until neutralization | 5 |  | > | 5.4 | LR | [5 empty] | 3 | [16 empty] | 0 | 5.4
Kreske 2006 Evaluation of chlorine, chlorine dioxide, and a peroxyacetic acid-based sanitizer for effectiveness in killing Bacillus cereus and Bacillus thuringiensis spores in suspensions, on the surface of stainless steel, and on apples |  | Liquid Immersion |  | 100000000 | [9 empty] | 100 | ug/L |  |  | 1 | 23 |  | 50 | apples | time until neutralization | 5 |  | > | 5.82 | LR | [5 empty] | 3 | [16 empty] | 0 | 5.82
Kreske 2006 Evaluation of chlorine, chlorine dioxide, and a peroxyacetic acid-based sanitizer for effectiveness in killing Bacillus cereus and Bacillus thuringiensis spores in suspensions, on the surface of stainless steel, and on apples |  | Liquid Immersion |  | 100000000 | [9 empty] | 40 | ug/L |  |  | 1 | 23 |  | 50 | apples | time until neutralization | 5 |  |  | -0.02 | LR | [5 empty] | 3
Kreske 2006 Evaluation of chlorine, chlorine dioxide, and a peroxyacetic acid-based sanitizer for effectiveness in killing Bacillus cereus and Bacillus thuringiensis spores in suspensions, on the surface of stainless steel, and on apples |  | Liquid Immersion |  | 100000000 | [9 empty] | 8 | ug/L |  |  | 1 | 23 |  | 50 | apples | time until neutralization | 5 |  |  | 0.05 | LR | [5 empty] | 3
March 2015 The differential effects of heat-shocking on the viability of spores from Bacillus anthracis, Bacillus subtilis, and Clostridium sporogenes after treatment with peracetic acid- and glutaraldehyde-based disinfectants |  | Liquid Immersion | CFU | 100000000 | [9 empty] | 2.16 | % ambiguous |  |  | waterbath | 20 |  | 50 | AOAC carrier (porcelain and suture) | time immersed | 240 |  |  | 3 | QualPos |  | QualPos |  |  |  | 60 | [5 empty] | 0 | [10 empty] | 3
March 2015 The differential effects of heat-shocking on the viability of spores from Bacillus anthracis, Bacillus subtilis, and Clostridium sporogenes after treatment with peracetic acid- and glutaraldehyde-based disinfectants |  | Liquid Immersion | CFU | 100000000 | [9 empty] | 0.225 | wt% |  |  | waterbath | 20 |  | 50 | AOAC carrier (porcelain and suture) | time immersed | 25 |  |  | 9 | QualPos |  | QualPos |  |  |  | 60 | [5 empty] | 0 | [10 empty] | 9
March 2015 The differential effects of heat-shocking on the viability of spores from Bacillus anthracis, Bacillus subtilis, and Clostridium sporogenes after treatment with peracetic acid- and glutaraldehyde-based disinfectants |  | Liquid Immersion | CFU | 100000000 | [9 empty] | 1.17 | wt% |  |  | waterbath | 20 |  | 50 | AOAC carrier (porcelain and suture) | time immersed | 15 |  |  | 7 | QualPos |  | QualPos |  |  |  | 60 | [5 empty] | 0 | [10 empty] | 7
Omotade 2013 D-cycloserine or similar physiochemical compounds may be uniquely suited for use in Bacillus anthracis spore decontamition strategies |  | Liquid Immersion | CFU/mL | 100000000 | [9 empty] | 0 | ug/L |  |  |  | 37 |  | 50 | suspension of nutrient rich media | time in suspension | 1440 |  |  | 7.6715 | LSurv |  | SD |  |  |  | 2
Omotade 2013 D-cycloserine or similar physiochemical compounds may be uniquely suited for use in Bacillus anthracis spore decontamition strategies |  | Liquid Immersion | CFU/mL | 100000000 | [9 empty] | 51 | ug/L |  |  |  | 37 |  | 50 | suspension of nutrient rich media | time in suspension | 1440 |  |  | 7.4029 | LSurv |  | SD |  |  |  | 2
Omotade 2013 D-cycloserine or similar physiochemical compounds may be uniquely suited for use in Bacillus anthracis spore decontamition strategies |  | Liquid Immersion | CFU/mL | 100000000 | [9 empty] | 102 | ug/L |  |  |  | 37 |  | 50 | suspension of nutrient rich media | time in suspension | 1440 |  |  | 6.6475 | LSurv |  | SD |  |  |  | 2
Omotade 2013 D-cycloserine or similar physiochemical compounds may be uniquely suited for use in Bacillus anthracis spore decontamition strategies |  | Liquid Immersion | CFU/mL | 100000000 | [9 empty] | 153 | ug/L |  |  |  | 37 |  | 50 | suspension of nutrient rich media | time in suspension | 1440 |  |  | 3.1391 | LSurv |  | SD |  |  |  | 2
Omotade 2013 D-cycloserine or similar physiochemical compounds may be uniquely suited for use in Bacillus anthracis spore decontamition strategies |  | Liquid Immersion | CFU/mL | 100000000 | [9 empty] | 204 | ug/L |  |  |  | 37 |  | 50 | suspension of nutrient rich media | time in suspension | 1440 |  |  | 2.9209 | LSurv |  | SD |  |  |  | 2
Amoako 2013 Bacillus anthracis spore decontamition in food grease | 50-uL lard | Liquid Immersion | CFU | 100000000 |  |  | 0.785 | cm^2 | 7.85e-05 | m^2 |  |  |  | 0.615 | wt% |  |  |  | 21.5 |  | 50 | lard coated stainless steel (spores under lard) | time until neutralization | 120 |  |  | 0.1 | LR | 0.02 | SD |  |  |  | 9 | [5 empty] | 0 | [6 empty] | /cm^2
Amoako 2013 Bacillus anthracis spore decontamition in food grease | 50-uL lard | Liquid Immersion | CFU | 100000000 |  |  | 0.785 | cm^2 | 7.85e-05 | m^2 |  |  |  | 0.615 | wt% |  |  |  | 21.5 |  | 50 | lard coated stainless steel (spores under lard) | time until neutralization | 480 |  |  | 0.22 | LR | 0.15 | SD |  |  |  | 9 | [5 empty] | 0 | [6 empty] | /cm^2
Amoako 2013 Bacillus anthracis spore decontamition in food grease | 50-uL lard | Liquid Immersion | CFU | 10000000 |  |  | 0.785 | cm^2 | 7.85e-05 | m^2 |  |  |  | 0.615 | wt% |  |  |  | 21.5 |  | 50 | lard coated stainless steel (spores under lard) | time until neutralization | 1440 |  |  | 0.3 | LR | 0.6 | SD |  |  |  | 9 | [5 empty] | 0 | [6 empty] | /cm^2
Amoako 2013 Bacillus anthracis spore decontamition in food grease | 50-uL lard | Liquid Immersion | CFU | 10000000 |  |  | 0.785 | cm^2 | 7.85e-05 | m^2 |  |  |  | 0.615 | wt% |  |  |  | 4 |  | 50 | lard coated stainless steel (spores under lard) | time until neutralization | 1440 |  |  | 0.4 | LR | 0.2 | SD |  |  |  | 9 | [5 empty] | 0 | [6 empty] | /cm^2
Amoako 2013 Bacillus anthracis spore decontamition in food grease | 50-uL lard | Liquid Immersion | CFU | 10000000 |  |  | 0.785 | cm^2 | 7.85e-05 | m^2 |  |  |  | 4.5 | wt% |  |  |  | 21.5 |  | 50 | lard coated stainless steel (spores under lard) | time until neutralization | 120 |  |  | 2.5 | LR | 1.4 | SD |  |  |  | 9 | [5 empty] | 0 | [6 empty] | /cm^2
Amoako 2013 Bacillus anthracis spore decontamition in food grease | 50-uL lard | Liquid Immersion | CFU | 10000000 |  |  | 0.785 | cm^2 | 7.85e-05 | m^2 |  |  |  | 4.5 | wt% |  |  |  | 21.5 |  | 50 | lard coated stainless steel (spores under lard) | time until neutralization | 480 |  |  | 5.3 | LR | 1.2 | SD |  |  |  | 9 | [5 empty] | 0 | [6 empty] | /cm^2
Amoako 2013 Bacillus anthracis spore decontamition in food grease | 50-uL lard | Liquid Immersion | CFU | 10000000 |  |  | 0.785 | cm^2 | 7.85e-05 | m^2 |  |  |  | 4.5 | wt% |  |  |  | 21.5 |  | 50 | lard coated stainless steel (spores under lard) | time until neutralization | 1440 |  | ≥ | 6 | LR | 0 |  |  |  |  | 9 | [5 empty] | 0 | [6 empty] | /cm^2 |  |  |  | 0 | 6
Amoako 2013 Bacillus anthracis spore decontamition in food grease | 50-uL lard | Liquid Immersion | CFU | 10000000 |  |  | 0.785 | cm^2 | 7.85e-05 | m^2 |  |  |  | 4.5 | wt% |  |  |  | 4 |  | 50 | lard coated stainless steel (spores under lard) | time until neutralization | 1440 |  |  | 6 | LR | 0.6 | SD |  |  |  | 9 | [5 empty] | 0 | [6 empty] | /cm^2
Amoako 2013 Bacillus anthracis spore decontamition in food grease | 50-uL lard | Liquid Immersion | CFU | 10000000 |  |  | 0.785 | cm^2 | 7.85e-05 | m^2 |  |  |  | 0 |  |  |  |  | 21.5 |  | 50 | lard coated stainless steel (spores under lard) | time until neutralization | 120 |  |  | 0.3 | LR | 0.1 | SD |  |  |  | 9 | [5 empty] | 0 | [6 empty] | /cm^2
Amoako 2013 Bacillus anthracis spore decontamition in food grease | 50-uL lard | Liquid Immersion | CFU | 10000000 |  |  | 0.785 | cm^2 | 7.85e-05 | m^2 |  |  |  | 0 |  |  |  |  | 21.5 |  | 50 | lard coated stainless steel (spores under lard) | time until neutralization | 480 |  |  | 0.9 | LR | 0.3 | SD |  |  |  | 9 | [5 empty] | 0 | [6 empty] | /cm^2
Amoako 2013 Bacillus anthracis spore decontamition in food grease | 50-uL lard | Liquid Immersion | CFU | 10000000 |  |  | 0.785 | cm^2 | 7.85e-05 | m^2 |  |  |  | 0 |  |  |  |  | 21.5 |  | 50 | lard coated stainless steel (spores under lard) | time until neutralization | 1440 |  |  | 1.8 | LR | 1.1000000000000001 | SD |  |  |  | 9 | [5 empty] | 0 | [6 empty] | /cm^2
Amoako 2013 Bacillus anthracis spore decontamition in food grease | 50-uL lard | Liquid Immersion | CFU | 10000000 |  |  | 0.785 | cm^2 | 7.85e-05 | m^2 |  |  |  | 0 |  |  |  |  | 4 |  | 50 | lard coated stainless steel (spores under lard) | time until neutralization | 1440 |  |  | 2.8 | LR | 2.2000000000000002 | SD |  |  |  | 9 | [5 empty] | 0 | [6 empty] | /cm^2
Amoako 2013 Bacillus anthracis spore decontamition in food grease | 50-uL lard | Liquid Immersion | CFU | 10000000 |  |  | 0.785 | cm^2 | 7.85e-05 | m^2 |  |  |  | 0 |  |  |  |  | 21.5 |  | 50 | lard coated stainless steel (spores under lard) | time until neutralization | 120 |  |  | 1.2 | LR | 1 | SD |  |  |  | 9 | [5 empty] | 0 | [6 empty] | /cm^2
Amoako 2013 Bacillus anthracis spore decontamition in food grease | 50-uL lard | Liquid Immersion | CFU | 10000000 |  |  | 0.785 | cm^2 | 7.85e-05 | m^2 |  |  |  | 0 |  |  |  |  | 21.5 |  | 50 | lard coated stainless steel (spores under lard) | time until neutralization | 480 |  |  | 3 | LR | 2.2999999999999998 | SD |  |  |  | 9 | [5 empty] | 0 | [6 empty] | /cm^2
Amoako 2013 Bacillus anthracis spore decontamition in food grease | 50-uL lard | Liquid Immersion | CFU | 10000000 |  |  | 0.785 | cm^2 | 7.85e-05 | m^2 |  |  |  | 0 |  |  |  |  | 21.5 |  | 50 | lard coated stainless steel (spores under lard) | time until neutralization | 1440 |  |  | 3.1 | LR | 2.4 | SD |  |  |  | 9 | [5 empty] | 0 | [6 empty] | /cm^2
Amoako 2013 Bacillus anthracis spore decontamition in food grease | 50-uL lard | Liquid Immersion | CFU | 10000000 |  |  | 0.785 | cm^2 | 7.85e-05 | m^2 |  |  |  | 0 |  |  |  |  | 4 |  | 50 | lard coated stainless steel (spores under lard) | time until neutralization | 1440 |  |  | 0.6 | LR | 0.4 | SD |  |  |  | 9 | [5 empty] | 0 | [6 empty] | /cm^2
Amoako 2013 Bacillus anthracis spore decontamition in food grease |  | Liquid Immersion | CFU | 10000000 |  |  | 0.785 | cm^2 | 7.85e-05 | m^2 |  |  |  | 0.615 | wt% |  |  |  | 21.5 |  | 50 | stainless steel | time until neutralization | 5 |  |  | 6 | LR |  | SD |  |  |  | 9 | [5 empty] | 0 |  |  |  |  | steel |  | /cm^2
Amoako 2013 Bacillus anthracis spore decontamition in food grease |  | Liquid Immersion | CFU | 10000000 |  |  | 0.785 | cm^2 | 7.85e-05 | m^2 |  |  |  | 0 |  |  |  |  | 21.5 |  | 50 | stainless steel | time until neutralization | 5 |  |  | 6 | LR |  | SD |  |  |  | 9 | [5 empty] | 0 |  |  |  |  | steel |  | /cm^2
Amoako 2013 Bacillus anthracis spore decontamition in food grease |  | Liquid Immersion | CFU | 10000000 |  |  | 0.785 | cm^2 | 7.85e-05 | m^2 |  |  |  | 4.5 | wt% |  |  |  | 21.5 |  | 50 | stainless steel | time until neutralization | 10 |  | ≥ | 6 | LR | [5 empty] | 9 | [5 empty] | 0 |  |  |  |  | steel |  | /cm^2 |  |  |  | 0 | 6
Amoako 2013 Bacillus anthracis spore decontamition in food grease |  | Liquid Immersion | CFU | 10000000 |  |  | 0.785 | cm^2 | 7.85e-05 | m^2 |  |  |  | 0.308 | wt% |  |  |  | 21.5 |  | 50 | stainless steel | time until neutralization | 20 |  | ≥ | 6 | LR | [5 empty] | 9 | [5 empty] | 0 |  |  |  |  | steel |  | /cm^2 |  |  |  | 0 | 6
Amoako 2013 Bacillus anthracis spore decontamition in food grease |  | Liquid Immersion | CFU | 10000000 |  |  | 0.785 | cm^2 | 7.85e-05 | m^2 |  |  |  | 0 |  |  |  |  | 21.5 |  | 50 | stainless steel | time until neutralization | 20 |  | ≥ | 6 | LR | [5 empty] | 9 | [5 empty] | 0 |  |  |  |  | steel |  | /cm^2 |  |  |  | 0 | 6
Wood 2011 Optimizing acidified bleach solutions to improve sporicidal efficacy on building materials |  | Liquid Immersion | CFU | 10000000 |  |  | 3.61 | cm^2 | 0.000361 | m^2 |  |  |  | 5053 | FAC ppm (FAC mg/L) |  |  |  | 25 |  | 50 | ceramic | time until neutralization | 10 |  |  | 6.78 | LR | 0.01 | SE |  |  |  | 3 |  | 10 | mL | 10 | mL | [5 empty] | smooth tile | 27.7008 | mL/cm^2
Wood 2011 Optimizing acidified bleach solutions to improve sporicidal efficacy on building materials |  | Liquid Immersion | CFU | 10000000 |  |  | 3.61 | cm^2 | 0.000361 | m^2 |  |  |  | 6401 | FAC ppm (FAC mg/L) |  |  |  | 25 |  | 50 | ceramic | time until neutralization | 10 |  |  | 5.56 | LR | 0.7 | SE |  |  |  | 3 |  | 10 | mL | 10 | mL | [5 empty] | smooth tile | 27.7008 | mL/cm^2
Wood 2011 Optimizing acidified bleach solutions to improve sporicidal efficacy on building materials |  | Liquid Immersion | CFU | 10000000 |  |  | 3.61 | cm^2 | 0.000361 | m^2 |  |  |  | 7209 | FAC ppm (FAC mg/L) |  |  |  | 25 |  | 50 | ceramic | time until neutralization | 10 |  |  | 6.78 | LR | 0.01 | SE |  |  |  | 3 |  | 10 | mL | 10 | mL | [5 empty] | smooth tile | 27.7008 | mL/cm^2
Wood 2011 Optimizing acidified bleach solutions to improve sporicidal efficacy on building materials |  | Liquid Immersion | CFU | 10000000 |  |  | 3.61 | cm^2 | 0.000361 | m^2 |  |  |  | 8624 | FAC ppm (FAC mg/L) |  |  |  | 25 |  | 50 | ceramic | time until neutralization | 10 |  |  | 6.17 | LR | 0.6 | SE |  |  |  | 3 |  | 10 | mL | 10 | mL | [5 empty] | smooth tile | 27.7008 | mL/cm^2
Wood 2011 Optimizing acidified bleach solutions to improve sporicidal efficacy on building materials |  | Liquid Immersion | CFU | 10000000 |  |  | 3.61 | cm^2 | 0.000361 | m^2 |  |  |  | 8961 | FAC ppm (FAC mg/L) |  |  |  | 25 |  | 50 | ceramic | time until neutralization | 10 |  |  | 6.78 | LR | 0.01 | SE |  |  |  | 3 |  | 10 | mL | 10 | mL | [5 empty] | smooth tile | 27.7008 | mL/cm^2
Wood 2011 Optimizing acidified bleach solutions to improve sporicidal efficacy on building materials |  | Liquid Immersion | CFU | 10000000 |  |  | 3.61 | cm^2 | 0.000361 | m^2 |  |  |  | 9837 | FAC ppm (FAC mg/L) |  |  |  | 25 |  | 50 | ceramic | time until neutralization | 10 |  |  | 6.62 | LR | 0.16 | SE |  |  |  | 3 |  | 10 | mL | 10 | mL | [5 empty] | smooth tile | 27.7008 | mL/cm^2
Wood 2011 Optimizing acidified bleach solutions to improve sporicidal efficacy on building materials |  | Liquid Immersion | CFU | 10000000 |  |  | 3.61 | cm^2 | 0.000361 | m^2 |  |  |  | 5188 | FAC ppm (FAC mg/L) |  |  |  | 25 |  | 50 | ceramic | time until neutralization | 10 |  |  | 7.78 | LR | 0.02 | SE |  |  |  | 3 |  | 10 | mL | 10 | mL | [5 empty] | smooth tile | 27.7008 | mL/cm^2
Wood 2011 Optimizing acidified bleach solutions to improve sporicidal efficacy on building materials |  | Liquid Immersion | CFU | 10000000 |  |  | 3.61 | cm^2 | 0.000361 | m^2 |  |  |  | 6333 | FAC ppm (FAC mg/L) |  |  |  | 25 |  | 50 | ceramic | time until neutralization | 10 |  |  | 6.59 | LR | 1.21 | SE |  |  |  | 3 |  | 10 | mL | 10 | mL | [5 empty] | smooth tile | 27.7008 | mL/cm^2
Wood 2011 Optimizing acidified bleach solutions to improve sporicidal efficacy on building materials |  | Liquid Immersion | CFU | 10000000 |  |  | 3.61 | cm^2 | 0.000361 | m^2 |  |  |  | 7344 | FAC ppm (FAC mg/L) |  |  |  | 25 |  | 50 | ceramic | time until neutralization | 10 |  |  | 6.65 | LR | 1.2 | SE |  |  |  | 3 |  | 10 | mL | 10 | mL | [5 empty] | smooth tile | 27.7008 | mL/cm^2
Wood 2011 Optimizing acidified bleach solutions to improve sporicidal efficacy on building materials |  | Liquid Immersion | CFU | 10000000 |  |  | 3.61 | cm^2 | 0.000361 | m^2 |  |  |  | 8422 | FAC ppm (FAC mg/L) |  |  |  | 25 |  | 50 | ceramic | time until neutralization | 10 |  |  | 7.78 | LR | 0.02 | SE |  |  |  | 3 |  | 10 | mL | 10 | mL | [5 empty] | smooth tile | 27.7008 | mL/cm^2
Wood 2011 Optimizing acidified bleach solutions to improve sporicidal efficacy on building materials |  | Liquid Immersion | CFU | 10000000 |  |  | 3.61 | cm^2 | 0.000361 | m^2 |  |  |  | 9163 | FAC ppm (FAC mg/L) |  |  |  | 25 |  | 50 | ceramic | time until neutralization | 10 |  |  | 7.8 | LR | 0.02 | SE |  |  |  | 3 |  | 10 | mL | 10 | mL | [5 empty] | smooth tile | 27.7008 | mL/cm^2
Wood 2011 Optimizing acidified bleach solutions to improve sporicidal efficacy on building materials |  | Liquid Immersion | CFU | 10000000 |  |  | 3.61 | cm^2 | 0.000361 | m^2 |  |  |  | 10106 | FAC ppm (FAC mg/L) |  |  |  | 25 |  | 50 | ceramic | time until neutralization | 10 |  |  | 7.8 | LR | 0.02 | SE |  |  |  | 3 |  | 10 | mL | 10 | mL | [5 empty] | smooth tile | 27.7008 | mL/cm^2
Wood 2011 Optimizing acidified bleach solutions to improve sporicidal efficacy on building materials |  | Liquid Immersion | CFU | 10000000 |  |  | 3.61 | cm^2 | 0.000361 | m^2 |  |  |  | 5323 | FAC ppm (FAC mg/L) |  |  |  | 25 |  | 50 | ceramic | time until neutralization | 10 |  |  | 7.63 | LR | 0.02 | SE |  |  |  | 3 |  | 10 | mL | 10 | mL | [5 empty] | smooth tile | 27.7008 | mL/cm^2
Wood 2011 Optimizing acidified bleach solutions to improve sporicidal efficacy on building materials |  | Liquid Immersion | CFU | 100000000 |  |  | 3.61 | cm^2 | 0.000361 | m^2 |  |  |  | 5659 | FAC ppm (FAC mg/L) |  |  |  | 25 |  | 50 | ceramic | time until neutralization | 10 |  |  | 7.62 | LR | 0.02 | SE |  |  |  | 3 |  | 10 | mL | 10 | mL | [5 empty] | smooth tile | 27.7008 | mL/cm^2
Wood 2011 Optimizing acidified bleach solutions to improve sporicidal efficacy on building materials |  | Liquid Immersion | CFU | 100000000 |  |  | 3.61 | cm^2 | 0.000361 | m^2 |  |  |  | 7209 | FAC ppm (FAC mg/L) |  |  |  | 25 |  | 50 | ceramic | time until neutralization | 10 |  |  | 7.63 | LR | 0.02 | SE |  |  |  | 3 |  | 10 | mL | 10 | mL | [5 empty] | smooth tile | 27.7008 | mL/cm^2
Wood 2011 Optimizing acidified bleach solutions to improve sporicidal efficacy on building materials |  | Liquid Immersion | CFU | 100000000 |  |  | 3.61 | cm^2 | 0.000361 | m^2 |  |  |  | 7950 | FAC ppm (FAC mg/L) |  |  |  | 25 |  | 50 | ceramic | time until neutralization | 10 |  |  | 7.63 | LR | 0.02 | SE |  |  |  | 3 |  | 10 | mL | 10 | mL | [5 empty] | smooth tile | 27.7008 | mL/cm^2
Wood 2011 Optimizing acidified bleach solutions to improve sporicidal efficacy on building materials |  | Liquid Immersion | CFU | 100000000 |  |  | 3.61 | cm^2 | 0.000361 | m^2 |  |  |  | 8220 | FAC ppm (FAC mg/L) |  |  |  | 25 |  | 50 | ceramic | time until neutralization | 10 |  |  | 7.63 | LR | 0.02 | SE |  |  |  | 3 |  | 10 | mL | 10 | mL | [5 empty] | smooth tile | 27.7008 | mL/cm^2
Wood 2011 Optimizing acidified bleach solutions to improve sporicidal efficacy on building materials |  | Liquid Immersion | CFU | 100000000 |  |  | 3.61 | cm^2 | 0.000361 | m^2 |  |  |  | 10308 | FAC ppm (FAC mg/L) |  |  |  | 25 |  | 50 | ceramic | time until neutralization | 10 |  |  | 7.63 | LR | 0.02 | SE |  |  |  | 3 |  | 10 | mL | 10 | mL | [5 empty] | smooth tile | 27.7008 | mL/cm^2
Wood 2011 Optimizing acidified bleach solutions to improve sporicidal efficacy on building materials |  | Liquid Immersion | CFU | 100000000 |  |  | 2.54 | cm^2 | 0.000254 | m^2 |  |  |  | 4514.058 | FAC ppm (FAC mg/L) |  |  |  | 25 |  | 50 | galvanized steel | time until neutralization | 10 |  |  | 2.23 | LR | 0.11043 | SE |  |  |  | 3 |  | 10 | mL | 10 | mL | [5 empty] | steel | 39.3701 | mL/cm^2
Wood 2011 Optimizing acidified bleach solutions to improve sporicidal efficacy on building materials |  | Liquid Immersion | CFU | 100000000 |  |  | 2.54 | cm^2 | 0.000254 | m^2 |  |  |  | 6265.782 | FAC ppm (FAC mg/L) |  |  |  | 25 |  | 50 | galvanized steel | time until neutralization | 10 |  |  | 2.17 | LR | 0.12991 | SE |  |  |  | 3 |  | 10 | mL | 10 | mL | [5 empty] | steel | 39.3701 | mL/cm^2
Wood 2011 Optimizing acidified bleach solutions to improve sporicidal efficacy on building materials |  | Liquid Immersion | CFU | 100000000 |  |  | 2.54 | cm^2 | 0.000254 | m^2 |  |  |  | 7209.018 | FAC ppm (FAC mg/L) |  |  |  | 25 |  | 50 | galvanized steel | time until neutralization | 10 |  |  | 2.64 | LR | 0.34715000000000001 | SE |  |  |  | 3 |  | 10 | mL | 10 | mL | [5 empty] | steel | 39.3701 | mL/cm^2
Wood 2011 Optimizing acidified bleach solutions to improve sporicidal efficacy on building materials |  | Liquid Immersion | CFU | 100000000 |  |  | 2.54 | cm^2 | 0.000254 | m^2 |  |  |  | 8219.628 | FAC ppm (FAC mg/L) |  |  |  | 25 |  | 50 | galvanized steel | time until neutralization | 10 |  |  | 3.72 | LR | 1.1170899999999999 | SE |  |  |  | 3 |  | 10 | mL | 10 | mL | [5 empty] | steel | 39.3701 | mL/cm^2
Wood 2011 Optimizing acidified bleach solutions to improve sporicidal efficacy on building materials |  | Liquid Immersion | CFU | 100000000 |  |  | 2.54 | cm^2 | 0.000254 | m^2 |  |  |  | 8825.994 | FAC ppm (FAC mg/L) |  |  |  | 25 |  | 50 | galvanized steel | time until neutralization | 10 |  |  | 3.64 | LR | 1.0290999999999999 | SE |  |  |  | 3 |  | 10 | mL | 10 | mL | [5 empty] | steel | 39.3701 | mL/cm^2
Wood 2011 Optimizing acidified bleach solutions to improve sporicidal efficacy on building materials |  | Liquid Immersion | CFU | 100000000 |  |  | 2.54 | cm^2 | 0.000254 | m^2 |  |  |  | 10308.222 | FAC ppm (FAC mg/L) |  |  |  | 25 |  | 50 | galvanized steel | time until neutralization | 10 |  |  | 3.01 | LR | 0.36107 | SE |  |  |  | 3 |  | 10 | mL | 10 | mL | [5 empty] | steel | 39.3701 | mL/cm^2
Wood 2011 Optimizing acidified bleach solutions to improve sporicidal efficacy on building materials |  | Liquid Immersion | CFU | 100000000 |  |  | 2.54 | cm^2 | 0.000254 | m^2 |  |  |  | 5120.424 | FAC ppm (FAC mg/L) |  |  |  | 25 |  | 50 | galvanized steel | time until neutralization | 10 |  |  | 3.12 | LR | 0.58436999999999995 | SE |  |  |  | 3 |  | 10 | mL | 10 | mL | [5 empty] | steel | 39.3701 | mL/cm^2
Wood 2011 Optimizing acidified bleach solutions to improve sporicidal efficacy on building materials |  | Liquid Immersion | CFU | 100000000 |  |  | 2.54 | cm^2 | 0.000254 | m^2 |  |  |  | 6198 | FAC ppm (FAC mg/L) |  |  |  | 25 |  | 50 | galvanized steel | time until neutralization | 10 |  |  | 3.59 | LR | 0.32 | SE |  |  |  | 3 |  | 10 | mL | 10 | mL | [5 empty] | steel | 39.3701 | mL/cm^2
Wood 2011 Optimizing acidified bleach solutions to improve sporicidal efficacy on building materials |  | Liquid Immersion | CFU | 100000000 |  |  | 2.54 | cm^2 | 0.000254 | m^2 |  |  |  | 7276 | FAC ppm (FAC mg/L) |  |  |  | 25 |  | 50 | galvanized steel | time until neutralization | 10 |  |  | 4.91 | LR | 0.46 | SE |  |  |  | 3 |  | 10 | mL | 10 | mL | [5 empty] | steel | 39.3701 | mL/cm^2
Wood 2011 Optimizing acidified bleach solutions to improve sporicidal efficacy on building materials |  | Liquid Immersion | CFU | 100000000 |  |  | 2.54 | cm^2 | 0.000254 | m^2 |  |  |  | 8220 | FAC ppm (FAC mg/L) |  |  |  | 25 |  | 50 | galvanized steel | time until neutralization | 10 |  |  | 6.05 | LR | 1.1200000000000001 | SE |  |  |  | 3 |  | 10 | mL | 10 | mL | [5 empty] | steel | 39.3701 | mL/cm^2
Wood 2011 Optimizing acidified bleach solutions to improve sporicidal efficacy on building materials |  | Liquid Immersion | CFU | 100000000 |  |  | 2.54 | cm^2 | 0.000254 | m^2 |  |  |  | 9298 | FAC ppm (FAC mg/L) |  |  |  | 25 |  | 50 | galvanized steel | time until neutralization | 10 |  |  | 7.61 | LR | 0.03 | SE |  |  |  | 3 |  | 10 | mL | 10 | mL | [5 empty] | steel | 39.3701 | mL/cm^2
Wood 2011 Optimizing acidified bleach solutions to improve sporicidal efficacy on building materials |  | Liquid Immersion | CFU | 100000000 |  |  | 2.54 | cm^2 | 0.000254 | m^2 |  |  |  | 10510 | FAC ppm (FAC mg/L) |  |  |  | 25 |  | 50 | galvanized steel | time until neutralization | 10 |  |  | 6.81 | LR | 0.8 | SE |  |  |  | 3 |  | 10 | mL | 10 | mL | [5 empty] | steel | 39.3701 | mL/cm^2
Wood 2011 Optimizing acidified bleach solutions to improve sporicidal efficacy on building materials |  | Liquid Immersion | CFU | 100000000 |  |  | 2.54 | cm^2 | 0.000254 | m^2 |  |  |  | 5187.798 | FAC ppm (FAC mg/L) |  |  |  | 25 |  | 50 | galvanized steel | time until neutralization | 10 |  |  | 6.52 | LR | 7.7420000000000003E-2 | SE |  |  |  | 3 |  | 10 | mL | 10 | mL | [5 empty] | steel | 39.3701 | mL/cm^2
Wood 2011 Optimizing acidified bleach solutions to improve sporicidal efficacy on building materials |  | Liquid Immersion | CFU | 100000000 |  |  | 2.54 | cm^2 | 0.000254 | m^2 |  |  |  | 6333.156 | FAC ppm (FAC mg/L) |  |  |  | 25 |  | 50 | galvanized steel | time until neutralization | 10 |  |  | 5.26 | LR | 0.34855999999999998 | SE |  |  |  | 3 |  | 10 | mL | 10 | mL | [5 empty] | steel | 39.3701 | mL/cm^2
Wood 2011 Optimizing acidified bleach solutions to improve sporicidal efficacy on building materials |  | Liquid Immersion | CFU | 100000000 |  |  | 2.54 | cm^2 | 0.000254 | m^2 |  |  |  | 7478.514 | FAC ppm (FAC mg/L) |  |  |  | 25 |  | 50 | galvanized steel | time until neutralization | 10 |  |  | 6.52 | LR | 7.7420000000000003E-2 | SE |  |  |  | 3 |  | 10 | mL | 10 | mL | [5 empty] | steel | 39.3701 | mL/cm^2
Wood 2011 Optimizing acidified bleach solutions to improve sporicidal efficacy on building materials |  | Liquid Immersion | CFU | 100000000 |  |  | 2.54 | cm^2 | 0.000254 | m^2 |  |  |  | 8152.254 | FAC ppm (FAC mg/L) |  |  |  | 25 |  | 50 | galvanized steel | time until neutralization | 10 |  |  | 6.52 | LR | 7.7420000000000003E-2 | SE |  |  |  | 3 |  | 10 | mL | 10 | mL | [5 empty] | steel | 39.3701 | mL/cm^2
Wood 2011 Optimizing acidified bleach solutions to improve sporicidal efficacy on building materials |  | Liquid Immersion | CFU | 100000000 |  |  | 2.54 | cm^2 | 0.000254 | m^2 |  |  |  | 9364.986 | FAC ppm (FAC mg/L) |  |  |  | 25 |  | 50 | galvanized steel | time until neutralization | 10 |  |  | 6.52 | LR | 7.7420000000000003E-2 | SE |  |  |  | 3 |  | 10 | mL | 10 | mL | [5 empty] | steel | 39.3701 | mL/cm^2
Wood 2011 Optimizing acidified bleach solutions to improve sporicidal efficacy on building materials |  | Liquid Immersion | CFU | 100000000 |  |  | 2.54 | cm^2 | 0.000254 | m^2 |  |  |  | 10510.344 | FAC ppm (FAC mg/L) |  |  |  | 25 |  | 50 | galvanized steel | time until neutralization | 10 |  |  | 6.52 | LR | 7.7420000000000003E-2 | SE |  |  |  | 3 |  | 10 | mL | 10 | mL | [5 empty] | steel | 39.3701 | mL/cm^2
Wood 2011 Optimizing acidified bleach solutions to improve sporicidal efficacy on building materials |  | Liquid Immersion | CFU | 100000000 |  |  | 1.54 | cm^2 | 0.000154 | m^2 |  |  |  | 5188 | FAC ppm (FAC mg/L) |  |  |  | 25 |  | 50 | maple wood | time until neutralization | 10 |  |  | 2.74 | LR | 0.30187000000000003 | SE |  |  |  | 3 |  | 10 | mL | 10 | mL | [5 empty] | wood | 64.9351 | mL/cm^2
Wood 2011 Optimizing acidified bleach solutions to improve sporicidal efficacy on building materials |  | Liquid Immersion | CFU | 100000000 |  |  | 1.54 | cm^2 | 0.000154 | m^2 |  |  |  | 6064 | FAC ppm (FAC mg/L) |  |  |  | 25 |  | 50 | maple wood | time until neutralization | 10 |  |  | 2.94 | LR | 0.43 | SE |  |  |  | 3 |  | 10 | mL | 10 | mL | [5 empty] | wood | 64.9351 | mL/cm^2
Wood 2011 Optimizing acidified bleach solutions to improve sporicidal efficacy on building materials |  | Liquid Immersion | CFU | 100000000 |  |  | 1.54 | cm^2 | 0.000154 | m^2 |  |  |  | 7209 | FAC ppm (FAC mg/L) |  |  |  | 25 |  | 50 | maple wood | time until neutralization | 10 |  |  | 3.99 | LR | 0.32 | SE |  |  |  | 3 |  | 10 | mL | 10 | mL | [5 empty] | wood | 64.9351 | mL/cm^2
Wood 2011 Optimizing acidified bleach solutions to improve sporicidal efficacy on building materials |  | Liquid Immersion | CFU | 100000000 |  |  | 1.54 | cm^2 | 0.000154 | m^2 |  |  |  | 8152 | FAC ppm (FAC mg/L) |  |  |  | 25 |  | 50 | maple wood | time until neutralization | 10 |  |  | 2.8 | LR | 0.47 | SE |  |  |  | 3 |  | 10 | mL | 10 | mL | [5 empty] | wood | 64.9351 | mL/cm^2
Wood 2011 Optimizing acidified bleach solutions to improve sporicidal efficacy on building materials |  | Liquid Immersion | CFU | 100000000 |  |  | 1.54 | cm^2 | 0.000154 | m^2 |  |  |  | 8826 | FAC ppm (FAC mg/L) |  |  |  | 25 |  | 50 | maple wood | time until neutralization | 10 |  |  | 2.44 | LR | 0.56499999999999995 | SE |  |  |  | 3 |  | 10 | mL | 10 | mL | [5 empty] | wood | 64.9351 | mL/cm^2
Wood 2011 Optimizing acidified bleach solutions to improve sporicidal efficacy on building materials |  | Liquid Immersion | CFU | 100000000 |  |  | 1.54 | cm^2 | 0.000154 | m^2 |  |  |  | 9971 | FAC ppm (FAC mg/L) |  |  |  | 25 |  | 50 | maple wood | time until neutralization | 10 |  |  | 3.65 | LR | 0.2 | SE |  |  |  | 3 |  | 10 | mL | 10 | mL | [5 empty] | wood | 64.9351 | mL/cm^2
Wood 2011 Optimizing acidified bleach solutions to improve sporicidal efficacy on building materials |  | Liquid Immersion | CFU | 100000000 |  |  | 1.54 | cm^2 | 0.000154 | m^2 |  |  |  | 4986 | FAC ppm (FAC mg/L) |  |  |  | 25 |  | 50 | maple wood | time until neutralization | 10 |  |  | 3.01 | LR | 0.33584000000000003 | SE |  |  |  | 3 |  | 10 | mL | 10 | mL | [5 empty] | wood | 64.9351 | mL/cm^2
Wood 2011 Optimizing acidified bleach solutions to improve sporicidal efficacy on building materials |  | Liquid Immersion | CFU | 100000000 |  |  | 1.54 | cm^2 | 0.000154 | m^2 |  |  |  | 6131 | FAC ppm (FAC mg/L) |  |  |  | 25 |  | 50 | maple wood | time until neutralization | 10 |  |  | 4.16 | LR | 0.57999999999999996 | SE |  |  |  | 3 |  | 10 | mL | 10 | mL | [5 empty] | wood | 64.9351 | mL/cm^2
Wood 2011 Optimizing acidified bleach solutions to improve sporicidal efficacy on building materials |  | Liquid Immersion | CFU | 100000000 |  |  | 1.54 | cm^2 | 0.000154 | m^2 |  |  |  | 7074 | FAC ppm (FAC mg/L) |  |  |  | 25 |  | 50 | maple wood | time until neutralization | 10 |  |  | 3.45 | LR | 0.28999999999999998 | SE |  |  |  | 3 |  | 10 | mL | 10 | mL | [5 empty] | wood | 64.9351 | mL/cm^2
Wood 2011 Optimizing acidified bleach solutions to improve sporicidal efficacy on building materials |  | Liquid Immersion | CFU | 100000000 |  |  | 1.54 | cm^2 | 0.000154 | m^2 |  |  |  | 7950 | FAC ppm (FAC mg/L) |  |  |  | 25 |  | 50 | maple wood | time until neutralization | 10 |  |  | 3.86 | LR | 0.6 | SE |  |  |  | 3 |  | 10 | mL | 10 | mL | [5 empty] | wood | 64.9351 | mL/cm^2
Wood 2011 Optimizing acidified bleach solutions to improve sporicidal efficacy on building materials |  | Liquid Immersion | CFU | 100000000 |  |  | 1.54 | cm^2 | 0.000154 | m^2 |  |  |  | 8961 | FAC ppm (FAC mg/L) |  |  |  | 25 |  | 50 | maple wood | time until neutralization | 10 |  |  | 4.19 | LR | 0.83 | SE |  |  |  | 3 |  | 10 | mL | 10 | mL | [5 empty] | wood | 64.9351 | mL/cm^2
Wood 2011 Optimizing acidified bleach solutions to improve sporicidal efficacy on building materials |  | Liquid Immersion | CFU | 100000000 |  |  | 1.54 | cm^2 | 0.000154 | m^2 |  |  |  | 10308 | FAC ppm (FAC mg/L) |  |  |  | 25 |  | 50 | maple wood | time until neutralization | 10 |  |  | 3.01 | LR | 0.48 | SE |  |  |  | 3 |  | 10 | mL | 10 | mL | [5 empty] | wood | 64.9351 | mL/cm^2
Wood 2011 Optimizing acidified bleach solutions to improve sporicidal efficacy on building materials |  | Liquid Immersion | CFU | 100000000 |  |  | 1.54 | cm^2 | 0.000154 | m^2 |  |  |  | 4918 | FAC ppm (FAC mg/L) |  |  |  | 25 |  | 50 | maple wood | time until neutralization | 10 |  |  | 3.28 | LR | 0.18079000000000001 | SE |  |  |  | 3 |  | 10 | mL | 10 | mL | [5 empty] | wood | 64.9351 | mL/cm^2
Wood 2011 Optimizing acidified bleach solutions to improve sporicidal efficacy on building materials |  | Liquid Immersion | CFU | 100000000 |  |  | 1.54 | cm^2 | 0.000154 | m^2 |  |  |  | 6064 | FAC ppm (FAC mg/L) |  |  |  | 25 |  | 50 | maple wood | time until neutralization | 10 |  |  | 3.29 | LR | 0.49 | SE |  |  |  | 3 |  | 10 | mL | 10 | mL | [5 empty] | wood | 64.9351 | mL/cm^2
Wood 2011 Optimizing acidified bleach solutions to improve sporicidal efficacy on building materials |  | Liquid Immersion | CFU | 100000000 |  |  | 1.54 | cm^2 | 0.000154 | m^2 |  |  |  | 7276 | FAC ppm (FAC mg/L) |  |  |  | 25 |  | 50 | maple wood | time until neutralization | 10 |  |  | 3.36 | LR | 0.46 | SE |  |  |  | 3 |  | 10 | mL | 10 | mL | [5 empty] | wood | 64.9351 | mL/cm^2
Wood 2011 Optimizing acidified bleach solutions to improve sporicidal efficacy on building materials |  | Liquid Immersion | CFU | 100000000 |  |  | 1.54 | cm^2 | 0.000154 | m^2 |  |  |  | 8220 | FAC ppm (FAC mg/L) |  |  |  | 25 |  | 50 | maple wood | time until neutralization | 10 |  |  | 5.27 | LR | 0.6 | SE |  |  |  | 3 |  | 10 | mL | 10 | mL | [5 empty] | wood | 64.9351 | mL/cm^2
Wood 2011 Optimizing acidified bleach solutions to improve sporicidal efficacy on building materials |  | Liquid Immersion | CFU | 100000000 |  |  | 1.54 | cm^2 | 0.000154 | m^2 |  |  |  | 9298 | FAC ppm (FAC mg/L) |  |  |  | 25 |  | 50 | maple wood | time until neutralization | 10 |  |  | 2.8 | LR | 0.68 | SE |  |  |  | 3 |  | 10 | mL | 10 | mL | [5 empty] | wood | 64.9351 | mL/cm^2
Wood 2011 Optimizing acidified bleach solutions to improve sporicidal efficacy on building materials |  | Liquid Immersion | CFU | 100000000 |  |  | 1.54 | cm^2 | 0.000154 | m^2 |  |  |  | 10308 | FAC ppm (FAC mg/L) |  |  |  | 25 |  | 50 | maple wood | time until neutralization | 10 |  |  | 3.51 | LR | 0.63 | SE |  |  |  | 3 |  | 10 | mL | 10 | mL | [5 empty] | wood | 64.9351 | mL/cm^2
Buhr 2011 Decontamition of a hard surface contamited with Bacillus anthracisDeltaSterne and B. anthracis Ames spores using electrochemically generated liquid-phase chlorine dioxide (eClO2) |  | Liquid Immersion | CFU | 100000000 | [9 empty] | 650 | ppm |  |  | 1 | 24 |  | 50 | glass | time before neutralization | 1 |  |  | 7 | LR | .5 | SD |  |  |  | 3 | [10 empty] | glass
Buhr 2011 Decontamition of a hard surface contamited with Bacillus anthracisDeltaSterne and B. anthracis Ames spores using electrochemically generated liquid-phase chlorine dioxide (eClO2) |  | Liquid Immersion | CFU | 100000000 | [9 empty] | 650 | ppm |  |  | 1 | 24 |  | 50 | glass | time before neutralization | 1 |  |  | 7 | LR | .5 | SD |  |  |  | 3 | [10 empty] | glass
Buhr 2011 Decontamition of a hard surface contamited with Bacillus anthracisDeltaSterne and B. anthracis Ames spores using electrochemically generated liquid-phase chlorine dioxide (eClO2) |  | Liquid Immersion | CFU | 100000000 | [9 empty] | 650 | ppm |  |  | 1 | 24 |  | 50 | glass | time before neutralization | 5 |  |  | 7 | LR | .5 | SD |  |  |  | 3 | [10 empty] | glass
Buhr 2011 Decontamition of a hard surface contamited with Bacillus anthracisDeltaSterne and B. anthracis Ames spores using electrochemically generated liquid-phase chlorine dioxide (eClO2) |  | Liquid Immersion | CFU | 100000000 | [9 empty] | 650 | ppm |  |  | 1 | 24 |  | 50 | glass | time before neutralization | 5 |  |  | 7 | LR | .5 | SD |  |  |  | 3 | [10 empty] | glass
Hilgren 2009 Susceptibilities of Bacillus subtilis, Bacillus cereus, and Avirulent Bacillus anthracis Spores to Liquid Biocides | flour paste | Liquid Immersion |  | 100000000 |  |  | 0.785 | cm^2 | 7.85e-05 | m^2 |  |  |  | 500 | FAC ppm (FAC mg/L) |  |  |  | 20 |  | 50 | flour paste on stainless steel | time immersed before neutralization | 10 |  |  | 2.05 | LR | (1.35,2.75) | CI (a,b) |  |  |  | 3 | [12 empty] | /cm^2
Hilgren 2009 Susceptibilities of Bacillus subtilis, Bacillus cereus, and Avirulent Bacillus anthracis Spores to Liquid Biocides | flour paste | Liquid Immersion |  | 100000000 |  |  | 0.785 | cm^2 | 7.85e-05 | m^2 |  |  |  | 500 | FAC ppm (FAC mg/L) |  |  |  | 20 |  | 50 | flour paste on stainless steel | time immersed before neutralization | 10 |  |  | 1.3 | LR | (1.01,1.59) | CI (a,b) |  |  |  | 3 | [12 empty] | /cm^2
Hilgren 2009 Susceptibilities of Bacillus subtilis, Bacillus cereus, and Avirulent Bacillus anthracis Spores to Liquid Biocides | flour paste | Liquid Immersion |  | 100000000 |  |  | 0.785 | cm^2 | 7.85e-05 | m^2 |  |  |  | 500 | FAC ppm (FAC mg/L) |  |  |  | 20 |  | 50 | flour paste on stainless steel | time immersed before neutralization | 10 |  |  | 1.24 | LR | (0.81,1.67) | CI (a,b) |  |  |  | 3 | [12 empty] | /cm^2
Hilgren 2009 Susceptibilities of Bacillus subtilis, Bacillus cereus, and Avirulent Bacillus anthracis Spores to Liquid Biocides | flour paste | Liquid Immersion |  | 100000000 |  |  | 0.785 | cm^2 | 7.85e-05 | m^2 |  |  |  | 500 | FAC ppm (FAC mg/L) |  |  |  | 20 |  | 50 | flour paste on stainless steel | time immersed before neutralization | 10 |  |  | 0.72 | LR | (0.41,1.03) | CI (a,b) |  |  |  | 3 | [12 empty] | /cm^2
Hilgren 2009 Susceptibilities of Bacillus subtilis, Bacillus cereus, and Avirulent Bacillus anthracis Spores to Liquid Biocides | flour paste | Liquid Immersion |  | 100000000 |  |  | 0.785 | cm^2 | 7.85e-05 | m^2 |  |  |  | 500 | FAC ppm (FAC mg/L) |  |  |  | 20 |  | 50 | flour paste on stainless steel | time immersed before neutralization | 10 |  |  | 1.25 | LR | (0.82,1.68) | CI (a,b) |  |  |  | 3 | [12 empty] | /cm^2
Hilgren 2009 Susceptibilities of Bacillus subtilis, Bacillus cereus, and Avirulent Bacillus anthracis Spores to Liquid Biocides | flour paste | Liquid Immersion |  | 100000000 |  |  | 0.785 | cm^2 | 7.85e-05 | m^2 |  |  |  | 1000 | ppm |  |  |  | 20 |  | 50 | flour paste on stainless steel | time immersed before neutralization | 10 |  |  | 3.14 | LR | (2.49,3.79) | CI (a,b) |  |  |  | 3 | [12 empty] | /cm^2
Hilgren 2009 Susceptibilities of Bacillus subtilis, Bacillus cereus, and Avirulent Bacillus anthracis Spores to Liquid Biocides | flour paste | Liquid Immersion |  | 100000000 |  |  | 0.785 | cm^2 | 7.85e-05 | m^2 |  |  |  | 1000 | ppm |  |  |  | 20 |  | 50 | flour paste on stainless steel | time immersed before neutralization | 10 |  |  | 3.2 | LR | (2.37,4.03) | CI (a,b) |  |  |  | 3 | [12 empty] | /cm^2
Hilgren 2009 Susceptibilities of Bacillus subtilis, Bacillus cereus, and Avirulent Bacillus anthracis Spores to Liquid Biocides | flour paste | Liquid Immersion |  | 100000000 |  |  | 0.785 | cm^2 | 7.85e-05 | m^2 |  |  |  | 1000 | ppm |  |  |  | 20 |  | 50 | flour paste on stainless steel | time immersed before neutralization | 10 |  |  | 1.51 | LR | (0.96,2.06) | CI (a,b) |  |  |  | 3 | [12 empty] | /cm^2
Hilgren 2009 Susceptibilities of Bacillus subtilis, Bacillus cereus, and Avirulent Bacillus anthracis Spores to Liquid Biocides | flour paste | Liquid Immersion |  | 100000000 |  |  | 0.785 | cm^2 | 7.85e-05 | m^2 |  |  |  | 1000 | ppm |  |  |  | 20 |  | 50 | flour paste on stainless steel | time immersed before neutralization | 10 |  |  | 1.62 | LR | (1.14,2.10) | CI (a,b) |  |  |  | 3 | [12 empty] | /cm^2
Hilgren 2009 Susceptibilities of Bacillus subtilis, Bacillus cereus, and Avirulent Bacillus anthracis Spores to Liquid Biocides | flour paste | Liquid Immersion |  | 100000000 |  |  | 0.785 | cm^2 | 7.85e-05 | m^2 |  |  |  | 1000 | ppm |  |  |  | 20 |  | 50 | flour paste on stainless steel | time immersed before neutralization | 10 |  |  | 1.61 | LR | (1.20,2.02) | CI (a,b) |  |  |  | 3 | [12 empty] | /cm^2
Hilgren 2009 Susceptibilities of Bacillus subtilis, Bacillus cereus, and Avirulent Bacillus anthracis Spores to Liquid Biocides | flour paste | Liquid Immersion |  | 100000000 |  |  | 0.785 | cm^2 | 7.85e-05 | m^2 |  |  |  | 10 | wt% |  |  |  | 20 |  | 50 | flour paste on stainless steel | time immersed before neutralization | 10 |  |  | 0.92 | LR | (0.68,1.16) | CI (a,b) |  |  |  | 3 | [12 empty] | /cm^2
Hilgren 2009 Susceptibilities of Bacillus subtilis, Bacillus cereus, and Avirulent Bacillus anthracis Spores to Liquid Biocides | flour paste | Liquid Immersion |  | 100000000 |  |  | 0.785 | cm^2 | 7.85e-05 | m^2 |  |  |  | 10 | wt% |  |  |  | 20 |  | 50 | flour paste on stainless steel | time immersed before neutralization | 10 |  |  | 0.88 | LR | (0.63,1.13) | CI (a,b) |  |  |  | 3 | [12 empty] | /cm^2
Hilgren 2009 Susceptibilities of Bacillus subtilis, Bacillus cereus, and Avirulent Bacillus anthracis Spores to Liquid Biocides | flour paste | Liquid Immersion |  | 100000000 |  |  | 0.785 | cm^2 | 7.85e-05 | m^2 |  |  |  | 10 | wt% |  |  |  | 20 |  | 50 | flour paste on stainless steel | time immersed before neutralization | 10 |  |  | 1.63 | LR | (1.15,2.13) | CI (a,b) |  |  |  | 3 | [12 empty] | /cm^2
Hilgren 2009 Susceptibilities of Bacillus subtilis, Bacillus cereus, and Avirulent Bacillus anthracis Spores to Liquid Biocides | flour paste | Liquid Immersion |  | 100000000 |  |  | 0.785 | cm^2 | 7.85e-05 | m^2 |  |  |  | 10 | wt% |  |  |  | 20 |  | 50 | flour paste on stainless steel | time immersed before neutralization | 10 |  |  | 1.42 | LR | (0.96,1.88) | CI (a,b) |  |  |  | 3 | [12 empty] | /cm^2
Hilgren 2009 Susceptibilities of Bacillus subtilis, Bacillus cereus, and Avirulent Bacillus anthracis Spores to Liquid Biocides | flour paste | Liquid Immersion |  | 100000000 |  |  | 0.785 | cm^2 | 7.85e-05 | m^2 |  |  |  | 10 | wt% |  |  |  | 20 |  | 50 | flour paste on stainless steel | time immersed before neutralization | 10 |  |  | 2.63 | LR | (1.93,3.33) | CI (a,b) |  |  |  | 3 | [12 empty] | /cm^2
Hilgren 2009 Susceptibilities of Bacillus subtilis, Bacillus cereus, and Avirulent Bacillus anthracis Spores to Liquid Biocides | flour paste | Liquid Immersion |  | 100000000 |  |  | 0.785 | cm^2 | 7.85e-05 | m^2 |  |  |  | 500 | ppm |  |  |  | 20 |  | 50 | flour paste on stainless steel | time immersed before neutralization | 10 |  |  | 2.25 | LR | (1.38,3.12) | CI (a,b) |  |  |  | 3 | [12 empty] | /cm^2
Hilgren 2009 Susceptibilities of Bacillus subtilis, Bacillus cereus, and Avirulent Bacillus anthracis Spores to Liquid Biocides | flour paste | Liquid Immersion |  | 100000000 |  |  | 0.785 | cm^2 | 7.85e-05 | m^2 |  |  |  | 500 | ppm |  |  |  | 20 |  | 50 | flour paste on stainless steel | time immersed before neutralization | 10 |  |  | 2.34 | LR | (1.29,3.39) | CI (a,b) |  |  |  | 3 | [12 empty] | /cm^2
Hilgren 2009 Susceptibilities of Bacillus subtilis, Bacillus cereus, and Avirulent Bacillus anthracis Spores to Liquid Biocides | flour paste | Liquid Immersion |  | 100000000 |  |  | 0.785 | cm^2 | 7.85e-05 | m^2 |  |  |  | 500 | ppm |  |  |  | 20 |  | 50 | flour paste on stainless steel | time immersed before neutralization | 10 |  |  | 0.12 | LR | (0.08,0.32) | CI (a,b) |  |  |  | 3 | [12 empty] | /cm^2
Hilgren 2009 Susceptibilities of Bacillus subtilis, Bacillus cereus, and Avirulent Bacillus anthracis Spores to Liquid Biocides | flour paste | Liquid Immersion |  | 100000000 |  |  | 0.785 | cm^2 | 7.85e-05 | m^2 |  |  |  | 500 | ppm |  |  |  | 20 |  | 50 | flour paste on stainless steel | time immersed before neutralization | 10 |  |  | 0.18 | LR | (0.07,0.29) | CI (a,b) |  |  |  | 3 | [12 empty] | /cm^2
Hilgren 2009 Susceptibilities of Bacillus subtilis, Bacillus cereus, and Avirulent Bacillus anthracis Spores to Liquid Biocides | flour paste | Liquid Immersion |  | 100000000 |  |  | 0.785 | cm^2 | 7.85e-05 | m^2 |  |  |  | 500 | ppm |  |  |  | 20 |  | 50 | flour paste on stainless steel | time immersed before neutralization | 10 |  |  | 0.81 | LR | (0.49,1.13) | CI (a,b) |  |  |  | 3 | [12 empty] | /cm^2
Hilgren 2009 Susceptibilities of Bacillus subtilis, Bacillus cereus, and Avirulent Bacillus anthracis Spores to Liquid Biocides | flour paste | Liquid Immersion |  | 100000000 |  |  | 0.785 | cm^2 | 7.85e-05 | m^2 |  |  |  | 500 | ppm |  |  |  | 20 |  | 50 | flour paste on stainless steel | time immersed before neutralization | 10 |  |  | 5.81 | LR | (5.26,6.36) | CI (a,b) |  |  |  | 3 | [12 empty] | /cm^2
Hilgren 2009 Susceptibilities of Bacillus subtilis, Bacillus cereus, and Avirulent Bacillus anthracis Spores to Liquid Biocides | flour paste | Liquid Immersion |  | 100000000 |  |  | 0.785 | cm^2 | 7.85e-05 | m^2 |  |  |  | 500 | ppm |  |  |  | 20 |  | 50 | flour paste on stainless steel | time immersed before neutralization | 10 |  |  | 5.93 | LR | (5.58,6.28) | CI (a,b) |  |  |  | 3 | [12 empty] | /cm^2
Hilgren 2009 Susceptibilities of Bacillus subtilis, Bacillus cereus, and Avirulent Bacillus anthracis Spores to Liquid Biocides | flour paste | Liquid Immersion |  | 100000000 |  |  | 0.785 | cm^2 | 7.85e-05 | m^2 |  |  |  | 500 | ppm |  |  |  | 20 |  | 50 | flour paste on stainless steel | time immersed before neutralization | 10 |  |  | 0.95 | LR | (0.52,1.38) | CI (a,b) |  |  |  | 3 | [12 empty] | /cm^2
Hilgren 2009 Susceptibilities of Bacillus subtilis, Bacillus cereus, and Avirulent Bacillus anthracis Spores to Liquid Biocides | flour paste | Liquid Immersion |  | 100000000 |  |  | 0.785 | cm^2 | 7.85e-05 | m^2 |  |  |  | 500 | ppm |  |  |  | 20 |  | 50 | flour paste on stainless steel | time immersed before neutralization | 10 |  |  | 0.8 | LR | (0.53,1.07) | CI (a,b) |  |  |  | 3 | [12 empty] | /cm^2
Hilgren 2009 Susceptibilities of Bacillus subtilis, Bacillus cereus, and Avirulent Bacillus anthracis Spores to Liquid Biocides | flour paste | Liquid Immersion |  | 100000000 |  |  | 0.785 | cm^2 | 7.85e-05 | m^2 |  |  |  | 500 | ppm |  |  |  | 20 |  | 50 | flour paste on stainless steel | time immersed before neutralization | 10 |  |  | 3.13 | LR | (1.66,4.60) | CI (a,b) |  |  |  | 3 | [12 empty] | /cm^2
Hilgren 2009 Susceptibilities of Bacillus subtilis, Bacillus cereus, and Avirulent Bacillus anthracis Spores to Liquid Biocides |  | Liquid Immersion |  | 100000000 |  |  | 0.785 | cm^2 | 7.85e-05 | m^2 |  |  |  | 10000 | FAC ppm (FAC mg/L) |  |  |  | 10 |  | 50 | stainless steel | time immersed before neutralization | 10 |  | < | 5 | LR | [5 empty] | > 1 | [10 empty] | steel |  | /cm^2 |  |  |  | 0
Hilgren 2009 Susceptibilities of Bacillus subtilis, Bacillus cereus, and Avirulent Bacillus anthracis Spores to Liquid Biocides |  | Liquid Immersion |  | 100000000 |  |  | 0.785 | cm^2 | 7.85e-05 | m^2 |  |  |  | 10000 | FAC ppm (FAC mg/L) |  |  |  | 10 |  | 50 | stainless steel | time immersed before neutralization | 10 |  | < | 5 | LR | [5 empty] | > 1 | [10 empty] | steel |  | /cm^2 |  |  |  | 0
Hilgren 2009 Susceptibilities of Bacillus subtilis, Bacillus cereus, and Avirulent Bacillus anthracis Spores to Liquid Biocides |  | Liquid Immersion |  | 100000000 |  |  | 0.785 | cm^2 | 7.85e-05 | m^2 |  |  |  | 200 | FAC ppm (FAC mg/L) |  |  |  | 20 |  | 50 | stainless steel | time immersed before neutralization | 10 |  |  | 5 | LR | [5 empty] | > 1 | [10 empty] | steel |  | /cm^2
Hilgren 2009 Susceptibilities of Bacillus subtilis, Bacillus cereus, and Avirulent Bacillus anthracis Spores to Liquid Biocides |  | Liquid Immersion |  | 100000000 |  |  | 0.785 | cm^2 | 7.85e-05 | m^2 |  |  |  | 2500 | FAC ppm (FAC mg/L) |  |  |  | 20 |  | 50 | stainless steel | time immersed before neutralization | 10 |  |  | 5 | LR | [5 empty] | > 1 | [10 empty] | steel |  | /cm^2
Hilgren 2009 Susceptibilities of Bacillus subtilis, Bacillus cereus, and Avirulent Bacillus anthracis Spores to Liquid Biocides |  | Liquid Immersion |  | 100000000 |  |  | 0.785 | cm^2 | 7.85e-05 | m^2 |  |  |  | 100 | FAC ppm (FAC mg/L) |  |  |  | 30 |  | 50 | stainless steel | time immersed before neutralization | 10 |  |  | 5 | LR | [5 empty] | > 1 | [10 empty] | steel |  | /cm^2
Hilgren 2009 Susceptibilities of Bacillus subtilis, Bacillus cereus, and Avirulent Bacillus anthracis Spores to Liquid Biocides |  | Liquid Immersion |  | 100000000 |  |  | 0.785 | cm^2 | 7.85e-05 | m^2 |  |  |  | 500 | FAC ppm (FAC mg/L) |  |  |  | 30 |  | 50 | stainless steel | time immersed before neutralization | 10 |  |  | 5 | LR | [5 empty] | > 1 | [10 empty] | steel |  | /cm^2
Hilgren 2009 Susceptibilities of Bacillus subtilis, Bacillus cereus, and Avirulent Bacillus anthracis Spores to Liquid Biocides | flour paste | Liquid Immersion |  | 100000000 |  |  | 0.785 | cm^2 | 7.85e-05 | m^2 |  |  |  | 10000 | FAC ppm (FAC mg/L) |  |  |  | 10 |  | 50 | flour paste on stainless steel | time immersed before neutralization | 10 |  | < | 5 | LR | [5 empty] | > 1 | [12 empty] | /cm^2 |  |  |  | 0
Hilgren 2009 Susceptibilities of Bacillus subtilis, Bacillus cereus, and Avirulent Bacillus anthracis Spores to Liquid Biocides | flour paste | Liquid Immersion |  | 100000000 |  |  | 0.785 | cm^2 | 7.85e-05 | m^2 |  |  |  | 10000 | FAC ppm (FAC mg/L) |  |  |  | 10 |  | 50 | flour paste on stainless steel | time immersed before neutralization | 10 |  | < | 5 | LR | [5 empty] | > 1 | [12 empty] | /cm^2 |  |  |  | 0
Hilgren 2009 Susceptibilities of Bacillus subtilis, Bacillus cereus, and Avirulent Bacillus anthracis Spores to Liquid Biocides | flour paste | Liquid Immersion |  | 100000000 |  |  | 0.785 | cm^2 | 7.85e-05 | m^2 |  |  |  | 9000 | FAC ppm (FAC mg/L) |  |  |  | 20 |  | 50 | flour paste on stainless steel | time immersed before neutralization | 10 |  |  | 5 | LR | [5 empty] | > 1 | [12 empty] | /cm^2
Hilgren 2009 Susceptibilities of Bacillus subtilis, Bacillus cereus, and Avirulent Bacillus anthracis Spores to Liquid Biocides | flour paste | Liquid Immersion |  | 100000000 |  |  | 0.785 | cm^2 | 7.85e-05 | m^2 |  |  |  | 12800 | FAC ppm (FAC mg/L) |  |  |  | 20 |  | 50 | flour paste on stainless steel | time immersed before neutralization | 10 |  |  | 5 | LR | [5 empty] | > 1 | [12 empty] | /cm^2
Hilgren 2009 Susceptibilities of Bacillus subtilis, Bacillus cereus, and Avirulent Bacillus anthracis Spores to Liquid Biocides | flour paste | Liquid Immersion |  | 100000000 |  |  | 0.785 | cm^2 | 7.85e-05 | m^2 |  |  |  | 4300 | FAC ppm (FAC mg/L) |  |  |  | 30 |  | 50 | flour paste on stainless steel | time immersed before neutralization | 10 |  |  | 5 | LR | [5 empty] | > 1 | [12 empty] | /cm^2
Hilgren 2009 Susceptibilities of Bacillus subtilis, Bacillus cereus, and Avirulent Bacillus anthracis Spores to Liquid Biocides | flour paste | Liquid Immersion |  | 100000000 |  |  | 0.785 | cm^2 | 7.85e-05 | m^2 |  |  |  | 10000 | FAC ppm (FAC mg/L) |  |  |  | 30 |  | 50 | flour paste on stainless steel | time immersed before neutralization | 10 |  |  | 5 | LR | [5 empty] | > 1 | [12 empty] | /cm^2
Hilgren 2009 Susceptibilities of Bacillus subtilis, Bacillus cereus, and Avirulent Bacillus anthracis Spores to Liquid Biocides |  | Liquid Immersion |  | 100000000 |  |  | 0.785 | cm^2 | 7.85e-05 | m^2 |  |  |  | 7600 | ppm |  |  |  | 10 |  | 50 | stainless steel | time immersed before neutralization | 10 |  | < | 5 | LR | [5 empty] | > 1 | [10 empty] | steel |  | /cm^2 |  |  |  | 0
Hilgren 2009 Susceptibilities of Bacillus subtilis, Bacillus cereus, and Avirulent Bacillus anthracis Spores to Liquid Biocides |  | Liquid Immersion |  | 100000000 |  |  | 0.785 | cm^2 | 7.85e-05 | m^2 |  |  |  | 5700 | ppm |  |  |  | 10 |  | 50 | stainless steel | time immersed before neutralization | 10 |  |  | 5 | LR | [5 empty] | > 1 | [10 empty] | steel |  | /cm^2
Hilgren 2009 Susceptibilities of Bacillus subtilis, Bacillus cereus, and Avirulent Bacillus anthracis Spores to Liquid Biocides |  | Liquid Immersion |  | 100000000 |  |  | 0.785 | cm^2 | 7.85e-05 | m^2 |  |  |  | 4700 | ppm |  |  |  | 20 |  | 50 | stainless steel | time immersed before neutralization | 10 |  |  | 5 | LR | [5 empty] | > 1 | [10 empty] | steel |  | /cm^2
Hilgren 2009 Susceptibilities of Bacillus subtilis, Bacillus cereus, and Avirulent Bacillus anthracis Spores to Liquid Biocides |  | Liquid Immersion |  | 100000000 |  |  | 0.785 | cm^2 | 7.85e-05 | m^2 |  |  |  | 3300 | ppm |  |  |  | 20 |  | 50 | stainless steel | time immersed before neutralization | 10 |  |  | 5 | LR | [5 empty] | > 1 | [10 empty] | steel |  | /cm^2
Hilgren 2009 Susceptibilities of Bacillus subtilis, Bacillus cereus, and Avirulent Bacillus anthracis Spores to Liquid Biocides |  | Liquid Immersion |  | 100000000 |  |  | 0.785 | cm^2 | 7.85e-05 | m^2 |  |  |  | 3300 | ppm |  |  |  | 30 |  | 50 | stainless steel | time immersed before neutralization | 10 |  |  | 5 | LR | [5 empty] | > 1 | [10 empty] | steel |  | /cm^2
Hilgren 2009 Susceptibilities of Bacillus subtilis, Bacillus cereus, and Avirulent Bacillus anthracis Spores to Liquid Biocides |  | Liquid Immersion |  | 100000000 |  |  | 0.785 | cm^2 | 7.85e-05 | m^2 |  |  |  | 1700 | ppm |  |  |  | 30 |  | 50 | stainless steel | time immersed before neutralization | 10 |  |  | 5 | LR | [5 empty] | > 1 | [10 empty] | steel |  | /cm^2
Hilgren 2009 Susceptibilities of Bacillus subtilis, Bacillus cereus, and Avirulent Bacillus anthracis Spores to Liquid Biocides | flour paste | Liquid Immersion |  | 100000000 |  |  | 0.785 | cm^2 | 7.85e-05 | m^2 |  |  |  | 7600 | ppm |  |  |  | 10 |  | 50 | flour paste on stainless steel | time immersed before neutralization | 10 |  | < | 5 | LR | [5 empty] | > 1 | [12 empty] | /cm^2 |  |  |  | 0
Hilgren 2009 Susceptibilities of Bacillus subtilis, Bacillus cereus, and Avirulent Bacillus anthracis Spores to Liquid Biocides | flour paste | Liquid Immersion |  | 100000000 |  |  | 0.785 | cm^2 | 7.85e-05 | m^2 |  |  |  | 6300 | ppm |  |  |  | 10 |  | 50 | flour paste on stainless steel | time immersed before neutralization | 10 |  |  | 5 | LR | [5 empty] | > 1 | [12 empty] | /cm^2
Hilgren 2009 Susceptibilities of Bacillus subtilis, Bacillus cereus, and Avirulent Bacillus anthracis Spores to Liquid Biocides | flour paste | Liquid Immersion |  | 100000000 |  |  | 0.785 | cm^2 | 7.85e-05 | m^2 |  |  |  | 4900 | ppm |  |  |  | 20 |  | 50 | flour paste on stainless steel | time immersed before neutralization | 10 |  |  | 5 | LR | [5 empty] | > 1 | [12 empty] | /cm^2
Hilgren 2009 Susceptibilities of Bacillus subtilis, Bacillus cereus, and Avirulent Bacillus anthracis Spores to Liquid Biocides | flour paste | Liquid Immersion |  | 100000000 |  |  | 0.785 | cm^2 | 7.85e-05 | m^2 |  |  |  | 3700 | ppm |  |  |  | 20 |  | 50 | flour paste on stainless steel | time immersed before neutralization | 10 |  |  | 5 | LR | [5 empty] | > 1 | [12 empty] | /cm^2
Hilgren 2009 Susceptibilities of Bacillus subtilis, Bacillus cereus, and Avirulent Bacillus anthracis Spores to Liquid Biocides | flour paste | Liquid Immersion |  | 100000000 |  |  | 0.785 | cm^2 | 7.85e-05 | m^2 |  |  |  | 4000 | ppm |  |  |  | 30 |  | 50 | flour paste on stainless steel | time immersed before neutralization | 10 |  |  | 5 | LR | [5 empty] | > 1 | [12 empty] | /cm^2
Hilgren 2009 Susceptibilities of Bacillus subtilis, Bacillus cereus, and Avirulent Bacillus anthracis Spores to Liquid Biocides | flour paste | Liquid Immersion |  | 100000000 |  |  | 0.785 | cm^2 | 7.85e-05 | m^2 |  |  |  | 3200 | ppm |  |  |  | 30 |  | 50 | flour paste on stainless steel | time immersed before neutralization | 10 |  |  | 5 | LR | [5 empty] | > 1 | [12 empty] | /cm^2
Hilgren 2009 Susceptibilities of Bacillus subtilis, Bacillus cereus, and Avirulent Bacillus anthracis Spores to Liquid Biocides |  | Liquid Immersion |  | 100000000 |  |  | 0.785 | cm^2 | 7.85e-05 | m^2 |  |  |  | 21600 | ppm |  |  |  | 10 |  | 50 | stainless steel | time immersed before neutralization | 10 |  |  | 5 | LR | [5 empty] | > 1 | [10 empty] | steel |  | /cm^2
Hilgren 2009 Susceptibilities of Bacillus subtilis, Bacillus cereus, and Avirulent Bacillus anthracis Spores to Liquid Biocides |  | Liquid Immersion |  | 100000000 |  |  | 0.785 | cm^2 | 7.85e-05 | m^2 |  |  |  | 18900 | ppm |  |  |  | 10 |  | 50 | stainless steel | time immersed before neutralization | 10 |  |  | 5 | LR | [5 empty] | > 1 | [10 empty] | steel |  | /cm^2
Hilgren 2009 Susceptibilities of Bacillus subtilis, Bacillus cereus, and Avirulent Bacillus anthracis Spores to Liquid Biocides |  | Liquid Immersion |  | 100000000 |  |  | 0.785 | cm^2 | 7.85e-05 | m^2 |  |  |  | 8300 | ppm |  |  |  | 20 |  | 50 | stainless steel | time immersed before neutralization | 10 |  |  | 5 | LR | [5 empty] | > 1 | [10 empty] | steel |  | /cm^2
Hilgren 2009 Susceptibilities of Bacillus subtilis, Bacillus cereus, and Avirulent Bacillus anthracis Spores to Liquid Biocides |  | Liquid Immersion |  | 100000000 |  |  | 0.785 | cm^2 | 7.85e-05 | m^2 |  |  |  | 8700 | ppm |  |  |  | 20 |  | 50 | stainless steel | time immersed before neutralization | 10 |  |  | 5 | LR | [5 empty] | > 1 | [10 empty] | steel |  | /cm^2
Hilgren 2009 Susceptibilities of Bacillus subtilis, Bacillus cereus, and Avirulent Bacillus anthracis Spores to Liquid Biocides |  | Liquid Immersion |  | 100000000 |  |  | 0.785 | cm^2 | 7.85e-05 | m^2 |  |  |  | 4000 | ppm |  |  |  | 30 |  | 50 | stainless steel | time immersed before neutralization | 10 |  |  | 5 | LR | [5 empty] | > 1 | [10 empty] | steel |  | /cm^2
Hilgren 2009 Susceptibilities of Bacillus subtilis, Bacillus cereus, and Avirulent Bacillus anthracis Spores to Liquid Biocides |  | Liquid Immersion |  | 100000000 |  |  | 0.785 | cm^2 | 7.85e-05 | m^2 |  |  |  | 2900 | ppm |  |  |  | 30 |  | 50 | stainless steel | time immersed before neutralization | 10 |  |  | 5 | LR | [5 empty] | > 1 | [10 empty] | steel |  | /cm^2
Hilgren 2009 Susceptibilities of Bacillus subtilis, Bacillus cereus, and Avirulent Bacillus anthracis Spores to Liquid Biocides | flour paste | Liquid Immersion |  | 100000000 |  |  | 0.785 | cm^2 | 7.85e-05 | m^2 |  |  |  | 25600 | ppm |  |  |  | 10 |  | 50 | flour paste on stainless steel | time immersed before neutralization | 10 |  |  | 5 | LR | [5 empty] | > 1 | [12 empty] | /cm^2
Hilgren 2009 Susceptibilities of Bacillus subtilis, Bacillus cereus, and Avirulent Bacillus anthracis Spores to Liquid Biocides | flour paste | Liquid Immersion |  | 100000000 |  |  | 0.785 | cm^2 | 7.85e-05 | m^2 |  |  |  | 22200 | ppm |  |  |  | 10 |  | 50 | flour paste on stainless steel | time immersed before neutralization | 10 |  |  | 5 | LR | [5 empty] | > 1 | [12 empty] | /cm^2
Hilgren 2009 Susceptibilities of Bacillus subtilis, Bacillus cereus, and Avirulent Bacillus anthracis Spores to Liquid Biocides | flour paste | Liquid Immersion |  | 100000000 |  |  | 0.785 | cm^2 | 7.85e-05 | m^2 |  |  |  | 9600 | ppm |  |  |  | 20 |  | 50 | flour paste on stainless steel | time immersed before neutralization | 10 |  |  | 5 | LR | [5 empty] | > 1 | [12 empty] | /cm^2
Hilgren 2009 Susceptibilities of Bacillus subtilis, Bacillus cereus, and Avirulent Bacillus anthracis Spores to Liquid Biocides | flour paste | Liquid Immersion |  | 100000000 |  |  | 0.785 | cm^2 | 7.85e-05 | m^2 |  |  |  | 9000 | ppm |  |  |  | 20 |  | 50 | flour paste on stainless steel | time immersed before neutralization | 10 |  |  | 5 | LR | [5 empty] | > 1 | [12 empty] | /cm^2
Hilgren 2009 Susceptibilities of Bacillus subtilis, Bacillus cereus, and Avirulent Bacillus anthracis Spores to Liquid Biocides | flour paste | Liquid Immersion |  | 100000000 |  |  | 0.785 | cm^2 | 7.85e-05 | m^2 |  |  |  | 6200 | ppm |  |  |  | 30 |  | 50 | flour paste on stainless steel | time immersed before neutralization | 10 |  |  | 5 | LR | [5 empty] | > 1 | [12 empty] | /cm^2
Hilgren 2009 Susceptibilities of Bacillus subtilis, Bacillus cereus, and Avirulent Bacillus anthracis Spores to Liquid Biocides | flour paste | Liquid Immersion |  | 100000000 |  |  | 0.785 | cm^2 | 7.85e-05 | m^2 |  |  |  | 4800 | ppm |  |  |  | 30 |  | 50 | flour paste on stainless steel | time immersed before neutralization | 10 |  |  | 5 | LR | [5 empty] | > 1 | [12 empty] | /cm^2
Hilgren 2009 Susceptibilities of Bacillus subtilis, Bacillus cereus, and Avirulent Bacillus anthracis Spores to Liquid Biocides |  | Liquid Immersion |  | 100000000 |  |  | 0.785 | cm^2 | 7.85e-05 | m^2 |  |  |  | 3200 | ppm |  |  |  | 10 |  | 50 | stainless steel | time immersed before neutralization | 10 |  |  | 5 | LR | [5 empty] | > 1 | [10 empty] | steel |  | /cm^2
Hilgren 2009 Susceptibilities of Bacillus subtilis, Bacillus cereus, and Avirulent Bacillus anthracis Spores to Liquid Biocides |  | Liquid Immersion |  | 100000000 |  |  | 0.785 | cm^2 | 7.85e-05 | m^2 |  |  |  | 5100 | ppm |  |  |  | 10 |  | 50 | stainless steel | time immersed before neutralization | 10 |  |  | 5 | LR | [5 empty] | > 1 | [10 empty] | steel |  | /cm^2
Hilgren 2009 Susceptibilities of Bacillus subtilis, Bacillus cereus, and Avirulent Bacillus anthracis Spores to Liquid Biocides |  | Liquid Immersion |  | 100000000 |  |  | 0.785 | cm^2 | 7.85e-05 | m^2 |  |  |  | 800 | ppm |  |  |  | 20 |  | 50 | stainless steel | time immersed before neutralization | 10 |  |  | 5 | LR | [5 empty] | > 1 | [10 empty] | steel |  | /cm^2
Hilgren 2009 Susceptibilities of Bacillus subtilis, Bacillus cereus, and Avirulent Bacillus anthracis Spores to Liquid Biocides |  | Liquid Immersion |  | 100000000 |  |  | 0.785 | cm^2 | 7.85e-05 | m^2 |  |  |  | 1900 | ppm |  |  |  | 20 |  | 50 | stainless steel | time immersed before neutralization | 10 |  |  | 5 | LR | [5 empty] | > 1 | [10 empty] | steel |  | /cm^2
Hilgren 2009 Susceptibilities of Bacillus subtilis, Bacillus cereus, and Avirulent Bacillus anthracis Spores to Liquid Biocides |  | Liquid Immersion |  | 100000000 |  |  | 0.785 | cm^2 | 7.85e-05 | m^2 |  |  |  | 500 | ppm |  |  |  | 30 |  | 50 | stainless steel | time immersed before neutralization | 10 |  |  | 5 | LR | [5 empty] | > 1 | [10 empty] | steel |  | /cm^2
Hilgren 2009 Susceptibilities of Bacillus subtilis, Bacillus cereus, and Avirulent Bacillus anthracis Spores to Liquid Biocides |  | Liquid Immersion |  | 100000000 |  |  | 0.785 | cm^2 | 7.85e-05 | m^2 |  |  |  | 600 | ppm |  |  |  | 30 |  | 50 | stainless steel | time immersed before neutralization | 10 |  |  | 5 | LR | [5 empty] | > 1 | [10 empty] | steel |  | /cm^2
Hilgren 2009 Susceptibilities of Bacillus subtilis, Bacillus cereus, and Avirulent Bacillus anthracis Spores to Liquid Biocides | flour paste | Liquid Immersion |  | 100000000 |  |  | 0.785 | cm^2 | 7.85e-05 | m^2 |  |  |  | 7400 | ppm |  |  |  | 10 |  | 50 | flour paste on stainless steel | time immersed before neutralization | 10 |  |  | 5 | LR | [5 empty] | > 1 | [12 empty] | /cm^2
Hilgren 2009 Susceptibilities of Bacillus subtilis, Bacillus cereus, and Avirulent Bacillus anthracis Spores to Liquid Biocides | flour paste | Liquid Immersion |  | 100000000 |  |  | 0.785 | cm^2 | 7.85e-05 | m^2 |  |  |  | 8000 | ppm |  |  |  | 10 |  | 50 | flour paste on stainless steel | time immersed before neutralization | 10 |  |  | 5 | LR | [5 empty] | > 1 | [12 empty] | /cm^2
Hilgren 2009 Susceptibilities of Bacillus subtilis, Bacillus cereus, and Avirulent Bacillus anthracis Spores to Liquid Biocides | flour paste | Liquid Immersion |  | 100000000 |  |  | 0.785 | cm^2 | 7.85e-05 | m^2 |  |  |  | 2500 | ppm |  |  |  | 20 |  | 50 | flour paste on stainless steel | time immersed before neutralization | 10 |  |  | 5 | LR | [5 empty] | > 1 | [12 empty] | /cm^2
Hilgren 2009 Susceptibilities of Bacillus subtilis, Bacillus cereus, and Avirulent Bacillus anthracis Spores to Liquid Biocides | flour paste | Liquid Immersion |  | 100000000 |  |  | 0.785 | cm^2 | 7.85e-05 | m^2 |  |  |  | 3100 | ppm |  |  |  | 20 |  | 50 | flour paste on stainless steel | time immersed before neutralization | 10 |  |  | 5 | LR | [5 empty] | > 1 | [12 empty] | /cm^2
Hilgren 2009 Susceptibilities of Bacillus subtilis, Bacillus cereus, and Avirulent Bacillus anthracis Spores to Liquid Biocides | flour paste | Liquid Immersion |  | 100000000 |  |  | 0.785 | cm^2 | 7.85e-05 | m^2 |  |  |  | 1000 | ppm |  |  |  | 30 |  | 50 | flour paste on stainless steel | time immersed before neutralization | 10 |  |  | 5 | LR | [5 empty] | > 1 | [12 empty] | /cm^2
Hilgren 2009 Susceptibilities of Bacillus subtilis, Bacillus cereus, and Avirulent Bacillus anthracis Spores to Liquid Biocides | flour paste | Liquid Immersion |  | 100000000 |  |  | 0.785 | cm^2 | 7.85e-05 | m^2 |  |  |  | 1200 | ppm |  |  |  | 30 |  | 50 | flour paste on stainless steel | time immersed before neutralization | 10 |  |  | 5 | LR | [5 empty] | > 1 | [12 empty] | /cm^2
Hilgren 2009 Susceptibilities of Bacillus subtilis, Bacillus cereus, and Avirulent Bacillus anthracis Spores to Liquid Biocides |  | Liquid Immersion |  | 100000000 |  |  | 0.785 | cm^2 | 7.85e-05 | m^2 |  |  |  | 50 | wt% |  |  |  | 10 |  | 50 | stainless steel | time immersed before neutralization | 10 |  | < | 5 | LR | [5 empty] | > 1 | [10 empty] | steel |  | /cm^2 |  |  |  | 0
Hilgren 2009 Susceptibilities of Bacillus subtilis, Bacillus cereus, and Avirulent Bacillus anthracis Spores to Liquid Biocides |  | Liquid Immersion |  | 100000000 |  |  | 0.785 | cm^2 | 7.85e-05 | m^2 |  |  |  | 33.2 | wt% |  |  |  | 20 |  | 50 | stainless steel | time immersed before neutralization | 10 |  |  | 5 | LR | [5 empty] | > 1 | [10 empty] | steel |  | /cm^2
Hilgren 2009 Susceptibilities of Bacillus subtilis, Bacillus cereus, and Avirulent Bacillus anthracis Spores to Liquid Biocides |  | Liquid Immersion |  | 100000000 |  |  | 0.785 | cm^2 | 7.85e-05 | m^2 |  |  |  | 16.7 | wt% |  |  |  | 30 |  | 50 | stainless steel | time immersed before neutralization | 10 |  |  | 5 | LR | [5 empty] | > 1 | [10 empty] | steel |  | /cm^2
Hilgren 2009 Susceptibilities of Bacillus subtilis, Bacillus cereus, and Avirulent Bacillus anthracis Spores to Liquid Biocides | flour paste | Liquid Immersion |  | 100000000 |  |  | 0.785 | cm^2 | 7.85e-05 | m^2 |  |  |  | 49.3 | wt% |  |  |  | 10 |  | 50 | flour paste on stainless steel | time immersed before neutralization | 10 |  |  | 5 | LR | [5 empty] | > 1 | [12 empty] | /cm^2
Hilgren 2009 Susceptibilities of Bacillus subtilis, Bacillus cereus, and Avirulent Bacillus anthracis Spores to Liquid Biocides | flour paste | Liquid Immersion |  | 100000000 |  |  | 0.785 | cm^2 | 7.85e-05 | m^2 |  |  |  | 30.6 | wt% |  |  |  | 20 |  | 50 | flour paste on stainless steel | time immersed before neutralization | 10 |  |  | 5 | LR | [5 empty] | > 1 | [12 empty] | /cm^2
Hilgren 2009 Susceptibilities of Bacillus subtilis, Bacillus cereus, and Avirulent Bacillus anthracis Spores to Liquid Biocides | flour paste | Liquid Immersion |  | 100000000 |  |  | 0.785 | cm^2 | 7.85e-05 | m^2 |  |  |  | 16 | wt% |  |  |  | 30 |  | 50 | flour paste on stainless steel | time immersed before neutralization | 10 |  |  | 5 | LR | [5 empty] | > 1 | [12 empty] | /cm^2
Hilgren 2009 Susceptibilities of Bacillus subtilis, Bacillus cereus, and Avirulent Bacillus anthracis Spores to Liquid Biocides |  | Liquid Immersion |  | 100000000 |  |  | 0.785 | cm^2 | 7.85e-05 | m^2 |  |  |  | 35.1 | wt% |  |  |  | 10 |  | 50 | stainless steel | time immersed before neutralization | 10 |  |  | 5 | LR | [5 empty] | > 1 | [10 empty] | steel |  | /cm^2
Hilgren 2009 Susceptibilities of Bacillus subtilis, Bacillus cereus, and Avirulent Bacillus anthracis Spores to Liquid Biocides |  | Liquid Immersion |  | 100000000 |  |  | 0.785 | cm^2 | 7.85e-05 | m^2 |  |  |  | 17 | wt% |  |  |  | 20 |  | 50 | stainless steel | time immersed before neutralization | 10 |  |  | 5 | LR | [5 empty] | > 1 | [10 empty] | steel |  | /cm^2
Hilgren 2009 Susceptibilities of Bacillus subtilis, Bacillus cereus, and Avirulent Bacillus anthracis Spores to Liquid Biocides |  | Liquid Immersion |  | 100000000 |  |  | 0.785 | cm^2 | 7.85e-05 | m^2 |  |  |  | 10.3 | wt% |  |  |  | 30 |  | 50 | stainless steel | time immersed before neutralization | 10 |  |  | 5 | LR | [5 empty] | > 1 | [10 empty] | steel |  | /cm^2
Hilgren 2009 Susceptibilities of Bacillus subtilis, Bacillus cereus, and Avirulent Bacillus anthracis Spores to Liquid Biocides | flour paste | Liquid Immersion |  | 100000000 |  |  | 0.785 | cm^2 | 7.85e-05 | m^2 |  |  |  | 35.2 | wt% |  |  |  | 10 |  | 50 | flour paste on stainless steel | time immersed before neutralization | 10 |  |  | 5 | LR | [5 empty] | > 1 | [12 empty] | /cm^2
Hilgren 2009 Susceptibilities of Bacillus subtilis, Bacillus cereus, and Avirulent Bacillus anthracis Spores to Liquid Biocides | flour paste | Liquid Immersion |  | 100000000 |  |  | 0.785 | cm^2 | 7.85e-05 | m^2 |  |  |  | 17.6 | wt% |  |  |  | 20 |  | 50 | flour paste on stainless steel | time immersed before neutralization | 10 |  |  | 5 | LR | [5 empty] | > 1 | [12 empty] | /cm^2
Hilgren 2009 Susceptibilities of Bacillus subtilis, Bacillus cereus, and Avirulent Bacillus anthracis Spores to Liquid Biocides | flour paste | Liquid Immersion |  | 100000000 |  |  | 0.785 | cm^2 | 7.85e-05 | m^2 |  |  |  | 11.5 | wt% |  |  |  | 30 |  | 50 | flour paste on stainless steel | time immersed before neutralization | 10 |  |  | 5 | LR | [5 empty] | > 1 | [12 empty] | /cm^2
Sagripanti 2007 Virulent spores of Bacillus anthracis and other Bacillus species deposited on solid surfaces have similar sensitivity to chemical decontamints |  | Liquid Immersion | CFU | 100000000 |  |  | 25 | mm^2 | 2.5e-05 | m^2 |  |  |  | 10 | wt% |  |  | 3 | 21 |  | 50 | rubber silicone butyl blend | time immersed | 30 |  |  | 6.61 | LR | 0.48 | SD |  |  |  | 3 | [12 empty] | /mm^2
Sagripanti 2007 Virulent spores of Bacillus anthracis and other Bacillus species deposited on solid surfaces have similar sensitivity to chemical decontamints |  | Liquid Immersion | CFU | 100000000 |  |  | 25 | mm^2 | 2.5e-05 | m^2 |  |  |  | 10 | wt% |  |  | 3 | 21 |  | 50 | rubber silicone butyl blend | time immersed | 30 |  |  | 6.1 | LR | 0.2 | SD |  |  |  | 3 | [12 empty] | /mm^2
Sagripanti 2007 Virulent spores of Bacillus anthracis and other Bacillus species deposited on solid surfaces have similar sensitivity to chemical decontamints |  | Liquid Immersion | CFU | 100000000 |  |  | 25 | mm^2 | 2.5e-05 | m^2 |  |  |  | 10 | wt% |  |  | 3 | 21 |  | 50 | rubber silicone butyl blend | time immersed | 30 |  |  | 4.97 | LR | 0.1 | SD |  |  |  | 3 | [12 empty] | /mm^2
Sagripanti 2007 Virulent spores of Bacillus anthracis and other Bacillus species deposited on solid surfaces have similar sensitivity to chemical decontamints |  | Liquid Immersion | CFU | 100000000 |  |  | 25 | mm^2 | 2.5e-05 | m^2 |  |  |  | 10 | wt% |  |  | 3 | 21 |  | 50 | rubber silicone butyl blend | time immersed | 30 |  | > | 7.67 | LR | [5 empty] | 3 | [12 empty] | /mm^2 |  |  |  | 0 | 7.67
Sagripanti 2007 Virulent spores of Bacillus anthracis and other Bacillus species deposited on solid surfaces have similar sensitivity to chemical decontamints |  | Liquid Immersion | CFU | 100000000 |  |  | 25 | mm^2 | 2.5e-05 | m^2 |  |  |  | 10 | wt% |  |  | 3 | 21 |  | 50 | rubber silicone butyl blend | time immersed | 30 |  |  | 6.13 | LR | 0.4 | SD |  |  |  | 3 | [12 empty] | /mm^2
Sagripanti 2007 Virulent spores of Bacillus anthracis and other Bacillus species deposited on solid surfaces have similar sensitivity to chemical decontamints |  | Liquid Immersion | CFU | 100000000 |  |  | 25 | mm^2 | 2.5e-05 | m^2 |  |  |  | 10 | wt% |  |  | 3 | 21 |  | 50 | rubber silicone butyl blend | time immersed | 30 |  |  | 5.96 | LR | 1.02 | SD |  |  |  | 3 | [12 empty] | /mm^2
Sagripanti 2007 Virulent spores of Bacillus anthracis and other Bacillus species deposited on solid surfaces have similar sensitivity to chemical decontamints |  | Liquid Immersion | CFU | 100000000 |  |  | 25 | mm^2 | 2.5e-05 | m^2 |  |  |  | 10 | wt% |  |  | 3 | 21 |  | 50 | rubber silicone butyl blend | time immersed | 30 |  |  | 6.74 | LR | 0.24 | SD |  |  |  | 3 | [12 empty] | /mm^2
Sagripanti 2007 Virulent spores of Bacillus anthracis and other Bacillus species deposited on solid surfaces have similar sensitivity to chemical decontamints |  | Liquid Immersion | CFU | 100000000 |  |  | 25 | mm^2 | 2.5e-05 | m^2 |  |  |  | 10 | wt% |  |  | 3 | 21 |  | 50 | rubber silicone butyl blend | time immersed | 30 |  |  | 6.69 | LR | 0.37 | SD |  |  |  | 3 | [12 empty] | /mm^2
Sagripanti 2007 Virulent spores of Bacillus anthracis and other Bacillus species deposited on solid surfaces have similar sensitivity to chemical decontamints |  | Liquid Immersion | CFU | 100000000 |  |  | 25 | mm^2 | 2.5e-05 | m^2 |  |  |  | 10 | wt% |  |  | 3 | 21 |  | 50 | rubber silicone butyl blend | time immersed | 30 |  |  | 6.32 | LR | 0.28000000000000003 | SD |  |  |  | 3 | [12 empty] | /mm^2
Sagripanti 2007 Virulent spores of Bacillus anthracis and other Bacillus species deposited on solid surfaces have similar sensitivity to chemical decontamints |  | Liquid Immersion | CFU | 100000000 |  |  | 25 | mm^2 | 2.5e-05 | m^2 |  |  |  | 10 | wt% |  |  | 3 | 21 |  | 50 | rubber silicone butyl blend | time immersed | 30 |  |  | 6.77 | LR | 0.17 | SD |  |  |  | 3 | [12 empty] | /mm^2
Sagripanti 2007 Virulent spores of Bacillus anthracis and other Bacillus species deposited on solid surfaces have similar sensitivity to chemical decontamints |  | Liquid Immersion | CFU | 100000000 |  |  | 25 | mm^2 | 2.5e-05 | m^2 |  |  |  | 10 | wt% |  |  | 3 | 21 |  | 50 | rubber silicone butyl blend | time immersed | 30 |  |  | 7.18 | LR | 0.64 | SD |  |  |  | 3 | [12 empty] | /mm^2
Sagripanti 2007 Virulent spores of Bacillus anthracis and other Bacillus species deposited on solid surfaces have similar sensitivity to chemical decontamints |  | Liquid Immersion | CFU | 100000000 |  |  | 25 | mm^2 | 2.5e-05 | m^2 |  |  |  | 10 | wt% |  |  | 3 | 21 |  | 50 | rubber silicone butyl blend | time immersed | 30 |  |  | 5.51 | LR | 0.19 | SD |  |  |  | 3 | [12 empty] | /mm^2
Sagripanti 2007 Virulent spores of Bacillus anthracis and other Bacillus species deposited on solid surfaces have similar sensitivity to chemical decontamints |  | Liquid Immersion | CFU | 100000000 |  |  | 25 | mm^2 | 2.5e-05 | m^2 |  |  |  | 10 | wt% |  |  | 3 | 21 |  | 50 | rubber silicone butyl blend | time immersed | 30 |  |  | 5.95 | LR | 0.11 | SD |  |  |  | 3 | [12 empty] | /mm^2
Sagripanti 2007 Virulent spores of Bacillus anthracis and other Bacillus species deposited on solid surfaces have similar sensitivity to chemical decontamints |  | Liquid Immersion | CFU | 100000000 |  |  | 25 | mm^2 | 2.5e-05 | m^2 |  |  |  | 0.3 | wt% |  |  | 3 | 21 |  | 50 | rubber silicone butyl blend | time immersed | 30 |  |  | 6.99 | LR | 0.17 | SD |  |  |  | 3 | [12 empty] | /mm^2
Sagripanti 2007 Virulent spores of Bacillus anthracis and other Bacillus species deposited on solid surfaces have similar sensitivity to chemical decontamints |  | Liquid Immersion | CFU | 100000000 |  |  | 25 | mm^2 | 2.5e-05 | m^2 |  |  |  | 0.3 | wt% |  |  | 3 | 21 |  | 50 | rubber silicone butyl blend | time immersed | 30 |  |  | 7.41 | LR | 0.78 | SD |  |  |  | 3 | [12 empty] | /mm^2
Sagripanti 2007 Virulent spores of Bacillus anthracis and other Bacillus species deposited on solid surfaces have similar sensitivity to chemical decontamints |  | Liquid Immersion | CFU | 100000000 |  |  | 25 | mm^2 | 2.5e-05 | m^2 |  |  |  | 0.3 | wt% |  |  | 3 | 21 |  | 50 | rubber silicone butyl blend | time immersed | 30 |  |  | 6.32 | LR | 0.6 | SD |  |  |  | 3 | [12 empty] | /mm^2
Sagripanti 2007 Virulent spores of Bacillus anthracis and other Bacillus species deposited on solid surfaces have similar sensitivity to chemical decontamints |  | Liquid Immersion | CFU | 100000000 |  |  | 25 | mm^2 | 2.5e-05 | m^2 |  |  |  | 0.3 | wt% |  |  | 3 | 21 |  | 50 | rubber silicone butyl blend | time immersed | 30 |  | > | 7.67 | LR | [5 empty] | 3 | [12 empty] | /mm^2 |  |  |  | 0 | 7.67
Sagripanti 2007 Virulent spores of Bacillus anthracis and other Bacillus species deposited on solid surfaces have similar sensitivity to chemical decontamints |  | Liquid Immersion | CFU | 100000000 |  |  | 25 | mm^2 | 2.5e-05 | m^2 |  |  |  | 0.3 | wt% |  |  | 3 | 21 |  | 50 | rubber silicone butyl blend | time immersed | 30 |  |  | 6.1 | LR | 0.93 | SD |  |  |  | 3 | [12 empty] | /mm^2
Sagripanti 2007 Virulent spores of Bacillus anthracis and other Bacillus species deposited on solid surfaces have similar sensitivity to chemical decontamints |  | Liquid Immersion | CFU | 100000000 |  |  | 25 | mm^2 | 2.5e-05 | m^2 |  |  |  | 0.3 | wt% |  |  | 3 | 21 |  | 50 | rubber silicone butyl blend | time immersed | 30 |  |  | 5.94 | LR | 1.04 | SD |  |  |  | 3 | [12 empty] | /mm^2
Sagripanti 2007 Virulent spores of Bacillus anthracis and other Bacillus species deposited on solid surfaces have similar sensitivity to chemical decontamints |  | Liquid Immersion | CFU | 100000000 |  |  | 25 | mm^2 | 2.5e-05 | m^2 |  |  |  | 0.3 | wt% |  |  | 3 | 21 |  | 50 | rubber silicone butyl blend | time immersed | 30 |  |  | 6.93 | LR | 0.32 | SD |  |  |  | 3 | [12 empty] | /mm^2
Sagripanti 2007 Virulent spores of Bacillus anthracis and other Bacillus species deposited on solid surfaces have similar sensitivity to chemical decontamints |  | Liquid Immersion | CFU | 100000000 |  |  | 25 | mm^2 | 2.5e-05 | m^2 |  |  |  | 0.3 | wt% |  |  | 3 | 21 |  | 50 | rubber silicone butyl blend | time immersed | 30 |  |  | 7.05 | LR | 0.94 | SD |  |  |  | 3 | [12 empty] | /mm^2
Sagripanti 2007 Virulent spores of Bacillus anthracis and other Bacillus species deposited on solid surfaces have similar sensitivity to chemical decontamints |  | Liquid Immersion | CFU | 100000000 |  |  | 25 | mm^2 | 2.5e-05 | m^2 |  |  |  | 0.3 | wt% |  |  | 3 | 21 |  | 50 | rubber silicone butyl blend | time immersed | 30 |  |  | 6.33 | LR | 0.38 | SD |  |  |  | 3 | [12 empty] | /mm^2
Sagripanti 2007 Virulent spores of Bacillus anthracis and other Bacillus species deposited on solid surfaces have similar sensitivity to chemical decontamints |  | Liquid Immersion | CFU | 100000000 |  |  | 25 | mm^2 | 2.5e-05 | m^2 |  |  |  | 0.3 | wt% |  |  | 3 | 21 |  | 50 | rubber silicone butyl blend | time immersed | 30 |  | > | 6.87 | LR | [5 empty] | 3 | [12 empty] | /mm^2 |  |  |  | 0 | 6.87
Sagripanti 2007 Virulent spores of Bacillus anthracis and other Bacillus species deposited on solid surfaces have similar sensitivity to chemical decontamints |  | Liquid Immersion | CFU | 100000000 |  |  | 25 | mm^2 | 2.5e-05 | m^2 |  |  |  | 0.3 | wt% |  |  | 3 | 21 |  | 50 | rubber silicone butyl blend | time immersed | 30 |  |  | 7.09 | LR | 0.18 | SD |  |  |  | 3 | [12 empty] | /mm^2
Sagripanti 2007 Virulent spores of Bacillus anthracis and other Bacillus species deposited on solid surfaces have similar sensitivity to chemical decontamints |  | Liquid Immersion | CFU | 100000000 |  |  | 25 | mm^2 | 2.5e-05 | m^2 |  |  |  | 0.3 | wt% |  |  | 3 | 21 |  | 50 | rubber silicone butyl blend | time immersed | 30 |  |  | 6.3 | LR | 0.33 | SD |  |  |  | 3 | [12 empty] | /mm^2
Sagripanti 2007 Virulent spores of Bacillus anthracis and other Bacillus species deposited on solid surfaces have similar sensitivity to chemical decontamints |  | Liquid Immersion | CFU | 100000000 |  |  | 25 | mm^2 | 2.5e-05 | m^2 |  |  |  | 0.3 | wt% |  |  | 3 | 21 |  | 50 | rubber silicone butyl blend | time immersed | 30 |  |  | 6.28 | LR | 0.37 | SD |  |  |  | 3 | [12 empty] | /mm^2
Sagripanti 2007 Virulent spores of Bacillus anthracis and other Bacillus species deposited on solid surfaces have similar sensitivity to chemical decontamints |  | Liquid Immersion | CFU | 100000000 |  |  | 25 | mm^2 | 2.5e-05 | m^2 |  |  |  | 0 |  |  |  | 3 | 21 |  | 50 | rubber silicone butyl blend | time immersed | 30 |  |  | 0.05 | LR | 0.16 | SD |  |  |  | 3 | [12 empty] | /mm^2
Sagripanti 2007 Virulent spores of Bacillus anthracis and other Bacillus species deposited on solid surfaces have similar sensitivity to chemical decontamints |  | Liquid Immersion | CFU | 100000000 |  |  | 25 | mm^2 | 2.5e-05 | m^2 |  |  |  | 0 |  |  |  | 3 | 21 |  | 50 | rubber silicone butyl blend | time immersed | 30 |  |  | 3.33 | LR | 0.03 | SD |  |  |  | 3 | [12 empty] | /mm^2
Sagripanti 2007 Virulent spores of Bacillus anthracis and other Bacillus species deposited on solid surfaces have similar sensitivity to chemical decontamints |  | Liquid Immersion | CFU | 100000000 |  |  | 25 | mm^2 | 2.5e-05 | m^2 |  |  |  | 0 |  |  |  | 3 | 21 |  | 50 | rubber silicone butyl blend | time immersed | 30 |  |  | 0.49 | LR | 0.22 | SD |  |  |  | 3 | [12 empty] | /mm^2
Sagripanti 2007 Virulent spores of Bacillus anthracis and other Bacillus species deposited on solid surfaces have similar sensitivity to chemical decontamints |  | Liquid Immersion | CFU | 100000000 |  |  | 25 | mm^2 | 2.5e-05 | m^2 |  |  |  | 0 |  |  |  | 3 | 21 |  | 50 | rubber silicone butyl blend | time immersed | 30 |  |  | 0.16 | LR | 0.1 | SD |  |  |  | 3 | [12 empty] | /mm^2
Sagripanti 2007 Virulent spores of Bacillus anthracis and other Bacillus species deposited on solid surfaces have similar sensitivity to chemical decontamints |  | Liquid Immersion | CFU | 100000000 |  |  | 25 | mm^2 | 2.5e-05 | m^2 |  |  |  | 0 |  |  |  | 3 | 21 |  | 50 | rubber silicone butyl blend | time immersed | 30 |  |  | 0.79 | LR | 0.16 | SD |  |  |  | 3 | [12 empty] | /mm^2
Sagripanti 2007 Virulent spores of Bacillus anthracis and other Bacillus species deposited on solid surfaces have similar sensitivity to chemical decontamints |  | Liquid Immersion | CFU | 100000000 |  |  | 25 | mm^2 | 2.5e-05 | m^2 |  |  |  | 0 |  |  |  | 3 | 21 |  | 50 | rubber silicone butyl blend | time immersed | 30 |  |  | 2.04 | LR | 0.35 | SD |  |  |  | 3 | [12 empty] | /mm^2
Sagripanti 2007 Virulent spores of Bacillus anthracis and other Bacillus species deposited on solid surfaces have similar sensitivity to chemical decontamints |  | Liquid Immersion | CFU | 100000000 |  |  | 25 | mm^2 | 2.5e-05 | m^2 |  |  |  | 0 |  |  |  | 3 | 21 |  | 50 | rubber silicone butyl blend | time immersed | 30 |  |  | 1.34 | LR | 0.04 | SD |  |  |  | 3 | [12 empty] | /mm^2
Sagripanti 2007 Virulent spores of Bacillus anthracis and other Bacillus species deposited on solid surfaces have similar sensitivity to chemical decontamints |  | Liquid Immersion | CFU | 100000000 |  |  | 25 | mm^2 | 2.5e-05 | m^2 |  |  |  | 0 |  |  |  | 3 | 21 |  | 50 | rubber silicone butyl blend | time immersed | 30 |  |  | 1.7 | LR | 0.12 | SD |  |  |  | 3 | [12 empty] | /mm^2
Sagripanti 2007 Virulent spores of Bacillus anthracis and other Bacillus species deposited on solid surfaces have similar sensitivity to chemical decontamints |  | Liquid Immersion | CFU | 100000000 |  |  | 25 | mm^2 | 2.5e-05 | m^2 |  |  |  | 0 |  |  |  | 3 | 21 |  | 50 | rubber silicone butyl blend | time immersed | 30 |  |  | 1.45 | LR | 0.06 | SD |  |  |  | 3 | [12 empty] | /mm^2
Sagripanti 2007 Virulent spores of Bacillus anthracis and other Bacillus species deposited on solid surfaces have similar sensitivity to chemical decontamints |  | Liquid Immersion | CFU | 100000000 |  |  | 25 | mm^2 | 2.5e-05 | m^2 |  |  |  | 0 |  |  |  | 3 | 21 |  | 50 | rubber silicone butyl blend | time immersed | 30 |  |  | 1.4 | LR | 0.56000000000000005 | SD |  |  |  | 3 | [12 empty] | /mm^2
Sagripanti 2007 Virulent spores of Bacillus anthracis and other Bacillus species deposited on solid surfaces have similar sensitivity to chemical decontamints |  | Liquid Immersion | CFU | 100000000 |  |  | 25 | mm^2 | 2.5e-05 | m^2 |  |  |  | 0 |  |  |  | 3 | 21 |  | 50 | rubber silicone butyl blend | time immersed | 30 |  |  | 0.09 | LR | 0.12 | SD |  |  |  | 3 | [12 empty] | /mm^2
Sagripanti 2007 Virulent spores of Bacillus anthracis and other Bacillus species deposited on solid surfaces have similar sensitivity to chemical decontamints |  | Liquid Immersion | CFU | 100000000 |  |  | 25 | mm^2 | 2.5e-05 | m^2 |  |  |  | 0 |  |  |  | 3 | 21 |  | 50 | rubber silicone butyl blend | time immersed | 30 |  |  | 1.9 | LR | 0.23 | SD |  |  |  | 3 | [12 empty] | /mm^2
Sagripanti 2007 Virulent spores of Bacillus anthracis and other Bacillus species deposited on solid surfaces have similar sensitivity to chemical decontamints |  | Liquid Immersion | CFU | 100000000 |  |  | 25 | mm^2 | 2.5e-05 | m^2 |  |  |  | 0 |  |  |  | 3 | 21 |  | 50 | rubber silicone butyl blend | time immersed | 30 |  |  | 1.97 | LR | 0.74 | SD |  |  |  | 3 | [12 empty] | /mm^2
Sagripanti 2007 Virulent spores of Bacillus anthracis and other Bacillus species deposited on solid surfaces have similar sensitivity to chemical decontamints |  | Liquid Immersion | CFU | 100000000 |  |  | 25 | mm^2 | 2.5e-05 | m^2 |  |  |  | 0 |  |  |  | 3 | 21 |  | 50 | rubber silicone butyl blend | time immersed | 30 |  |  | 7.09 | LR | 0.01 | SD |  |  |  | 3 | [12 empty] | /mm^2
Sagripanti 2007 Virulent spores of Bacillus anthracis and other Bacillus species deposited on solid surfaces have similar sensitivity to chemical decontamints |  | Liquid Immersion | CFU | 100000000 |  |  | 25 | mm^2 | 2.5e-05 | m^2 |  |  |  | 0 |  |  |  | 3 | 21 |  | 50 | rubber silicone butyl blend | time immersed | 30 |  |  | 7.86 | LR | 0.02 | SD |  |  |  | 3 | [12 empty] | /mm^2
Sagripanti 2007 Virulent spores of Bacillus anthracis and other Bacillus species deposited on solid surfaces have similar sensitivity to chemical decontamints |  | Liquid Immersion | CFU | 100000000 |  |  | 25 | mm^2 | 2.5e-05 | m^2 |  |  |  | 0 |  |  |  | 3 | 21 |  | 50 | rubber silicone butyl blend | time immersed | 30 |  |  | 6.36 | LR | 0.44 | SD |  |  |  | 3 | [12 empty] | /mm^2
Sagripanti 2007 Virulent spores of Bacillus anthracis and other Bacillus species deposited on solid surfaces have similar sensitivity to chemical decontamints |  | Liquid Immersion | CFU | 100000000 |  |  | 25 | mm^2 | 2.5e-05 | m^2 |  |  |  | 0 |  |  |  | 3 | 21 |  | 50 | rubber silicone butyl blend | time immersed | 30 |  |  | 7.51 | LR | 0.27 | SD |  |  |  | 3 | [12 empty] | /mm^2
Sagripanti 2007 Virulent spores of Bacillus anthracis and other Bacillus species deposited on solid surfaces have similar sensitivity to chemical decontamints |  | Liquid Immersion | CFU | 100000000 |  |  | 25 | mm^2 | 2.5e-05 | m^2 |  |  |  | 0 |  |  |  | 3 | 21 |  | 50 | rubber silicone butyl blend | time immersed | 30 |  |  | 6.85 | LR | 0.3 | SD |  |  |  | 3 | [12 empty] | /mm^2
Sagripanti 2007 Virulent spores of Bacillus anthracis and other Bacillus species deposited on solid surfaces have similar sensitivity to chemical decontamints |  | Liquid Immersion | CFU | 100000000 |  |  | 25 | mm^2 | 2.5e-05 | m^2 |  |  |  | 0 |  |  |  | 3 | 21 |  | 50 | rubber silicone butyl blend | time immersed | 30 |  | > | 6.97 | LR | [5 empty] | 3 | [12 empty] | /mm^2 |  |  |  | 0 | 6.97
Sagripanti 2007 Virulent spores of Bacillus anthracis and other Bacillus species deposited on solid surfaces have similar sensitivity to chemical decontamints |  | Liquid Immersion | CFU | 100000000 |  |  | 25 | mm^2 | 2.5e-05 | m^2 |  |  |  | 0 |  |  |  | 3 | 21 |  | 50 | rubber silicone butyl blend | time immersed | 30 |  |  | 6.75 | LR | 0.21 | SD |  |  |  | 3 | [12 empty] | /mm^2
Sagripanti 2007 Virulent spores of Bacillus anthracis and other Bacillus species deposited on solid surfaces have similar sensitivity to chemical decontamints |  | Liquid Immersion | CFU | 100000000 |  |  | 25 | mm^2 | 2.5e-05 | m^2 |  |  |  | 0 |  |  |  | 3 | 21 |  | 50 | rubber silicone butyl blend | time immersed | 30 |  | > | 7.6 | LR | [5 empty] | 3 | [12 empty] | /mm^2 |  |  |  | 0 | 7.6
Sagripanti 2007 Virulent spores of Bacillus anthracis and other Bacillus species deposited on solid surfaces have similar sensitivity to chemical decontamints |  | Liquid Immersion | CFU | 100000000 |  |  | 25 | mm^2 | 2.5e-05 | m^2 |  |  |  | 0 |  |  |  | 3 | 21 |  | 50 | rubber silicone butyl blend | time immersed | 30 |  |  | 6.4 | LR | 0.28000000000000003 | SD |  |  |  | 3 | [12 empty] | /mm^2
Sagripanti 2007 Virulent spores of Bacillus anthracis and other Bacillus species deposited on solid surfaces have similar sensitivity to chemical decontamints |  | Liquid Immersion | CFU | 100000000 |  |  | 25 | mm^2 | 2.5e-05 | m^2 |  |  |  | 0 |  |  |  | 3 | 21 |  | 50 | rubber silicone butyl blend | time immersed | 30 |  |  | 6.7 | LR | 0.28000000000000003 | SD |  |  |  | 3 | [12 empty] | /mm^2
Sagripanti 2007 Virulent spores of Bacillus anthracis and other Bacillus species deposited on solid surfaces have similar sensitivity to chemical decontamints |  | Liquid Immersion | CFU | 100000000 |  |  | 25 | mm^2 | 2.5e-05 | m^2 |  |  |  | 0 |  |  |  | 3 | 21 |  | 50 | rubber silicone butyl blend | time immersed | 30 |  |  | 7.51 | LR | 0.24 | SD |  |  |  | 3 | [12 empty] | /mm^2
Sagripanti 2007 Virulent spores of Bacillus anthracis and other Bacillus species deposited on solid surfaces have similar sensitivity to chemical decontamints |  | Liquid Immersion | CFU | 100000000 |  |  | 25 | mm^2 | 2.5e-05 | m^2 |  |  |  | 0 |  |  |  | 3 | 21 |  | 50 | rubber silicone butyl blend | time immersed | 30 |  |  | 6.18 | LR | 0.06 | SD |  |  |  | 3 | [12 empty] | /mm^2
Sagripanti 2007 Virulent spores of Bacillus anthracis and other Bacillus species deposited on solid surfaces have similar sensitivity to chemical decontamints |  | Liquid Immersion | CFU | 100000000 |  |  | 25 | mm^2 | 2.5e-05 | m^2 |  |  |  | 0 |  |  |  | 3 | 21 |  | 50 | rubber silicone butyl blend | time immersed | 30 |  |  | 6.47 | LR | 0.74 | SD |  |  |  | 3 | [12 empty] | /mm^2
Sagripanti 2007 Virulent spores of Bacillus anthracis and other Bacillus species deposited on solid surfaces have similar sensitivity to chemical decontamints |  | Liquid Immersion | CFU | 100000000 |  |  | 25 | mm^2 | 2.5e-05 | m^2 |  |  |  | 10 | wt% |  |  | 3 | 21 |  | 50 | polyurethane painted aluminum | time immersed | 30 |  |  | 5.84 | LR | 0.1 | SD |  |  |  | 3 | [12 empty] | /mm^2
Sagripanti 2007 Virulent spores of Bacillus anthracis and other Bacillus species deposited on solid surfaces have similar sensitivity to chemical decontamints |  | Liquid Immersion | CFU | 100000000 |  |  | 25 | mm^2 | 2.5e-05 | m^2 |  |  |  | 10 | wt% |  |  | 3 | 21 |  | 50 | polyurethane painted aluminum | time immersed | 30 |  |  | 8.06 | LR | 0.01 | SD |  |  |  | 3 | [12 empty] | /mm^2
Sagripanti 2007 Virulent spores of Bacillus anthracis and other Bacillus species deposited on solid surfaces have similar sensitivity to chemical decontamints |  | Liquid Immersion | CFU | 100000000 |  |  | 25 | mm^2 | 2.5e-05 | m^2 |  |  |  | 10 | wt% |  |  | 3 | 21 |  | 50 | polyurethane painted aluminum | time immersed | 30 |  |  | 5.33 | LR | 0.49 | SD |  |  |  | 3 | [12 empty] | /mm^2
Sagripanti 2007 Virulent spores of Bacillus anthracis and other Bacillus species deposited on solid surfaces have similar sensitivity to chemical decontamints |  | Liquid Immersion | CFU | 100000000 |  |  | 25 | mm^2 | 2.5e-05 | m^2 |  |  |  | 10 | wt% |  |  | 3 | 21 |  | 50 | polyurethane painted aluminum | time immersed | 30 |  |  | 7.13 | LR | 0.2 | SD |  |  |  | 3 | [12 empty] | /mm^2
Sagripanti 2007 Virulent spores of Bacillus anthracis and other Bacillus species deposited on solid surfaces have similar sensitivity to chemical decontamints |  | Liquid Immersion | CFU | 100000000 |  |  | 25 | mm^2 | 2.5e-05 | m^2 |  |  |  | 10 | wt% |  |  | 3 | 21 |  | 50 | polyurethane painted aluminum | time immersed | 30 |  |  | 6.19 | LR | 0.36 | SD |  |  |  | 3 | [12 empty] | /mm^2
Sagripanti 2007 Virulent spores of Bacillus anthracis and other Bacillus species deposited on solid surfaces have similar sensitivity to chemical decontamints |  | Liquid Immersion | CFU | 100000000 |  |  | 25 | mm^2 | 2.5e-05 | m^2 |  |  |  | 10 | wt% |  |  | 3 | 21 |  | 50 | polyurethane painted aluminum | time immersed | 30 |  | > | 7.06 | LR | [5 empty] | 3 | [12 empty] | /mm^2 |  |  |  | 0 | 7.06
Sagripanti 2007 Virulent spores of Bacillus anthracis and other Bacillus species deposited on solid surfaces have similar sensitivity to chemical decontamints |  | Liquid Immersion | CFU | 100000000 |  |  | 25 | mm^2 | 2.5e-05 | m^2 |  |  |  | 10 | wt% |  |  | 3 | 21 |  | 50 | polyurethane painted aluminum | time immersed | 30 |  |  | 5.73 | LR | 0.27 | SD |  |  |  | 3 | [12 empty] | /mm^2
Sagripanti 2007 Virulent spores of Bacillus anthracis and other Bacillus species deposited on solid surfaces have similar sensitivity to chemical decontamints |  | Liquid Immersion | CFU | 100000000 |  |  | 25 | mm^2 | 2.5e-05 | m^2 |  |  |  | 10 | wt% |  |  | 3 | 21 |  | 50 | polyurethane painted aluminum | time immersed | 30 |  |  | 5.93 | LR | 0.48 | SD |  |  |  | 3 | [12 empty] | /mm^2
Sagripanti 2007 Virulent spores of Bacillus anthracis and other Bacillus species deposited on solid surfaces have similar sensitivity to chemical decontamints |  | Liquid Immersion | CFU | 100000000 |  |  | 25 | mm^2 | 2.5e-05 | m^2 |  |  |  | 10 | wt% |  |  | 3 | 21 |  | 50 | polyurethane painted aluminum | time immersed | 30 |  |  | 5.62 | LR | 0.09 | SD |  |  |  | 3 | [12 empty] | /mm^2
Sagripanti 2007 Virulent spores of Bacillus anthracis and other Bacillus species deposited on solid surfaces have similar sensitivity to chemical decontamints |  | Liquid Immersion | CFU | 100000000 |  |  | 25 | mm^2 | 2.5e-05 | m^2 |  |  |  | 10 | wt% |  |  | 3 | 21 |  | 50 | polyurethane painted aluminum | time immersed | 30 |  |  | 6.36 | LR | 0.04 | SD |  |  |  | 3 | [12 empty] | /mm^2
Sagripanti 2007 Virulent spores of Bacillus anthracis and other Bacillus species deposited on solid surfaces have similar sensitivity to chemical decontamints |  | Liquid Immersion | CFU | 100000000 |  |  | 25 | mm^2 | 2.5e-05 | m^2 |  |  |  | 10 | wt% |  |  | 3 | 21 |  | 50 | polyurethane painted aluminum | time immersed | 30 |  |  | 6.44 | LR | 0.24 | SD |  |  |  | 3 | [12 empty] | /mm^2
Sagripanti 2007 Virulent spores of Bacillus anthracis and other Bacillus species deposited on solid surfaces have similar sensitivity to chemical decontamints |  | Liquid Immersion | CFU | 100000000 |  |  | 25 | mm^2 | 2.5e-05 | m^2 |  |  |  | 10 | wt% |  |  | 3 | 21 |  | 50 | polyurethane painted aluminum | time immersed | 30 |  |  | 4.68 | LR | 0.56999999999999995 | SD |  |  |  | 3 | [12 empty] | /mm^2
Sagripanti 2007 Virulent spores of Bacillus anthracis and other Bacillus species deposited on solid surfaces have similar sensitivity to chemical decontamints |  | Liquid Immersion | CFU | 100000000 |  |  | 25 | mm^2 | 2.5e-05 | m^2 |  |  |  | 10 | wt% |  |  | 3 | 21 |  | 50 | polyurethane painted aluminum | time immersed | 30 |  |  | 6.34 | LR | 0.13 | SD |  |  |  | 3 | [12 empty] | /mm^2
Sagripanti 2007 Virulent spores of Bacillus anthracis and other Bacillus species deposited on solid surfaces have similar sensitivity to chemical decontamints |  | Liquid Immersion | CFU | 100000000 |  |  | 25 | mm^2 | 2.5e-05 | m^2 |  |  |  | 0.3 | wt% |  |  | 3 | 21 |  | 50 | polyurethane painted aluminum | time immersed | 30 |  |  | 6.3 | LR | 0.23 | SD |  |  |  | 3 | [12 empty] | /mm^2
Sagripanti 2007 Virulent spores of Bacillus anthracis and other Bacillus species deposited on solid surfaces have similar sensitivity to chemical decontamints |  | Liquid Immersion | CFU | 100000000 |  |  | 25 | mm^2 | 2.5e-05 | m^2 |  |  |  | 0.3 | wt% |  |  | 3 | 21 |  | 50 | polyurethane painted aluminum | time immersed | 30 |  |  | 8.06 | LR | 0.01 | SD |  |  |  | 3 | [12 empty] | /mm^2
Sagripanti 2007 Virulent spores of Bacillus anthracis and other Bacillus species deposited on solid surfaces have similar sensitivity to chemical decontamints |  | Liquid Immersion | CFU | 100000000 |  |  | 25 | mm^2 | 2.5e-05 | m^2 |  |  |  | 0.3 | wt% |  |  | 3 | 21 |  | 50 | polyurethane painted aluminum | time immersed | 30 |  |  | 5.99 | LR | 0.77 | SD |  |  |  | 3 | [12 empty] | /mm^2
Sagripanti 2007 Virulent spores of Bacillus anthracis and other Bacillus species deposited on solid surfaces have similar sensitivity to chemical decontamints |  | Liquid Immersion | CFU | 100000000 |  |  | 25 | mm^2 | 2.5e-05 | m^2 |  |  |  | 0.3 | wt% |  |  | 3 | 21 |  | 50 | polyurethane painted aluminum | time immersed | 30 |  |  | 7.53 | LR | 0.4 | SD |  |  |  | 3 | [12 empty] | /mm^2
Sagripanti 2007 Virulent spores of Bacillus anthracis and other Bacillus species deposited on solid surfaces have similar sensitivity to chemical decontamints |  | Liquid Immersion | CFU | 100000000 |  |  | 25 | mm^2 | 2.5e-05 | m^2 |  |  |  | 0.3 | wt% |  |  | 3 | 21 |  | 50 | polyurethane painted aluminum | time immersed | 30 |  |  | 6.16 | LR | 0.88 | SD |  |  |  | 3 | [12 empty] | /mm^2
Sagripanti 2007 Virulent spores of Bacillus anthracis and other Bacillus species deposited on solid surfaces have similar sensitivity to chemical decontamints |  | Liquid Immersion | CFU | 100000000 |  |  | 25 | mm^2 | 2.5e-05 | m^2 |  |  |  | 0.3 | wt% |  |  | 3 | 21 |  | 50 | polyurethane painted aluminum | time immersed | 30 |  |  | 6.3 | LR | 0.97 | SD |  |  |  | 3 | [12 empty] | /mm^2
Sagripanti 2007 Virulent spores of Bacillus anthracis and other Bacillus species deposited on solid surfaces have similar sensitivity to chemical decontamints |  | Liquid Immersion | CFU | 100000000 |  |  | 25 | mm^2 | 2.5e-05 | m^2 |  |  |  | 0.3 | wt% |  |  | 3 | 21 |  | 50 | polyurethane painted aluminum | time immersed | 30 |  |  | 6.7 | LR | 0.49 | SD |  |  |  | 3 | [12 empty] | /mm^2
Sagripanti 2007 Virulent spores of Bacillus anthracis and other Bacillus species deposited on solid surfaces have similar sensitivity to chemical decontamints |  | Liquid Immersion | CFU | 100000000 |  |  | 25 | mm^2 | 2.5e-05 | m^2 |  |  |  | 0.3 | wt% |  |  | 3 | 21 |  | 50 | polyurethane painted aluminum | time immersed | 30 |  |  | 7.12 | LR | 0.08 | SD |  |  |  | 3 | [12 empty] | /mm^2
Sagripanti 2007 Virulent spores of Bacillus anthracis and other Bacillus species deposited on solid surfaces have similar sensitivity to chemical decontamints |  | Liquid Immersion | CFU | 100000000 |  |  | 25 | mm^2 | 2.5e-05 | m^2 |  |  |  | 0.3 | wt% |  |  | 3 | 21 |  | 50 | polyurethane painted aluminum | time immersed | 30 |  |  | 5.52 | LR | 0.09 | SD |  |  |  | 3 | [12 empty] | /mm^2
Sagripanti 2007 Virulent spores of Bacillus anthracis and other Bacillus species deposited on solid surfaces have similar sensitivity to chemical decontamints |  | Liquid Immersion | CFU | 100000000 |  |  | 25 | mm^2 | 2.5e-05 | m^2 |  |  |  | 0.3 | wt% |  |  | 3 | 21 |  | 50 | polyurethane painted aluminum | time immersed | 30 |  |  | 6.91 | LR | 7.0000000000000007E-2 | SD |  |  |  | 3 | [12 empty] | /mm^2
Sagripanti 2007 Virulent spores of Bacillus anthracis and other Bacillus species deposited on solid surfaces have similar sensitivity to chemical decontamints |  | Liquid Immersion | CFU | 100000000 |  |  | 25 | mm^2 | 2.5e-05 | m^2 |  |  |  | 0.3 | wt% |  |  | 3 | 21 |  | 50 | polyurethane painted aluminum | time immersed | 30 |  |  | 7.02 | LR | 0.72 | SD |  |  |  | 3 | [12 empty] | /mm^2
Sagripanti 2007 Virulent spores of Bacillus anthracis and other Bacillus species deposited on solid surfaces have similar sensitivity to chemical decontamints |  | Liquid Immersion | CFU | 100000000 |  |  | 25 | mm^2 | 2.5e-05 | m^2 |  |  |  | 0.3 | wt% |  |  | 3 | 21 |  | 50 | polyurethane painted aluminum | time immersed | 30 |  |  | 6.29 | LR | 0.23 | SD |  |  |  | 3 | [12 empty] | /mm^2
Sagripanti 2007 Virulent spores of Bacillus anthracis and other Bacillus species deposited on solid surfaces have similar sensitivity to chemical decontamints |  | Liquid Immersion | CFU | 100000000 |  |  | 25 | mm^2 | 2.5e-05 | m^2 |  |  |  | 0.3 | wt% |  |  | 3 | 21 |  | 50 | polyurethane painted aluminum | time immersed | 30 |  |  | 6.71 | LR | 0.23 | SD |  |  |  | 3 | [12 empty] | /mm^2
Sagripanti 2007 Virulent spores of Bacillus anthracis and other Bacillus species deposited on solid surfaces have similar sensitivity to chemical decontamints |  | Liquid Immersion | CFU | 100000000 |  |  | 25 | mm^2 | 2.5e-05 | m^2 |  |  |  | 0 |  |  |  | 3 | 21 |  | 50 | polyurethane painted aluminum | time immersed | 30 |  |  | 0.75 | LR | 0.36 | SD |  |  |  | 3 | [12 empty] | /mm^2
Sagripanti 2007 Virulent spores of Bacillus anthracis and other Bacillus species deposited on solid surfaces have similar sensitivity to chemical decontamints |  | Liquid Immersion | CFU | 100000000 |  |  | 25 | mm^2 | 2.5e-05 | m^2 |  |  |  | 0 |  |  |  | 3 | 21 |  | 50 | polyurethane painted aluminum | time immersed | 30 |  |  | 3.9 | LR | 0.35 | SD |  |  |  | 3 | [12 empty] | /mm^2
Sagripanti 2007 Virulent spores of Bacillus anthracis and other Bacillus species deposited on solid surfaces have similar sensitivity to chemical decontamints |  | Liquid Immersion | CFU | 100000000 |  |  | 25 | mm^2 | 2.5e-05 | m^2 |  |  |  | 0 |  |  |  | 3 | 21 |  | 50 | polyurethane painted aluminum | time immersed | 30 |  |  | 2.54 | LR | 7.0000000000000007E-2 | SD |  |  |  | 3 | [12 empty] | /mm^2
Sagripanti 2007 Virulent spores of Bacillus anthracis and other Bacillus species deposited on solid surfaces have similar sensitivity to chemical decontamints |  | Liquid Immersion | CFU | 100000000 |  |  | 25 | mm^2 | 2.5e-05 | m^2 |  |  |  | 0 |  |  |  | 3 | 21 |  | 50 | polyurethane painted aluminum | time immersed | 30 |  |  | 0.22 | LR | 0.11 | SD |  |  |  | 3 | [12 empty] | /mm^2
Sagripanti 2007 Virulent spores of Bacillus anthracis and other Bacillus species deposited on solid surfaces have similar sensitivity to chemical decontamints |  | Liquid Immersion | CFU | 100000000 |  |  | 25 | mm^2 | 2.5e-05 | m^2 |  |  |  | 0 |  |  |  | 3 | 21 |  | 50 | polyurethane painted aluminum | time immersed | 30 |  |  | 0.85 | LR | 0.16 | SD |  |  |  | 3 | [12 empty] | /mm^2
Sagripanti 2007 Virulent spores of Bacillus anthracis and other Bacillus species deposited on solid surfaces have similar sensitivity to chemical decontamints |  | Liquid Immersion | CFU | 100000000 |  |  | 25 | mm^2 | 2.5e-05 | m^2 |  |  |  | 0 |  |  |  | 3 | 21 |  | 50 | polyurethane painted aluminum | time immersed | 30 |  |  | 1.75 | LR | 0.03 | SD |  |  |  | 3 | [12 empty] | /mm^2
Sagripanti 2007 Virulent spores of Bacillus anthracis and other Bacillus species deposited on solid surfaces have similar sensitivity to chemical decontamints |  | Liquid Immersion | CFU | 100000000 |  |  | 25 | mm^2 | 2.5e-05 | m^2 |  |  |  | 0 |  |  |  | 3 | 21 |  | 50 | polyurethane painted aluminum | time immersed | 30 |  |  | 0.87 | LR | 0.03 | SD |  |  |  | 3 | [12 empty] | /mm^2
Sagripanti 2007 Virulent spores of Bacillus anthracis and other Bacillus species deposited on solid surfaces have similar sensitivity to chemical decontamints |  | Liquid Immersion | CFU | 100000000 |  |  | 25 | mm^2 | 2.5e-05 | m^2 |  |  |  | 0 |  |  |  | 3 | 21 |  | 50 | polyurethane painted aluminum | time immersed | 30 |  |  | 0.78 | LR | 0.1 | SD |  |  |  | 3 | [12 empty] | /mm^2
Sagripanti 2007 Virulent spores of Bacillus anthracis and other Bacillus species deposited on solid surfaces have similar sensitivity to chemical decontamints |  | Liquid Immersion | CFU | 100000000 |  |  | 25 | mm^2 | 2.5e-05 | m^2 |  |  |  | 0 |  |  |  | 3 | 21 |  | 50 | polyurethane painted aluminum | time immersed | 30 |  |  | 1.08 | LR | 0.04 | SD |  |  |  | 3 | [12 empty] | /mm^2
Sagripanti 2007 Virulent spores of Bacillus anthracis and other Bacillus species deposited on solid surfaces have similar sensitivity to chemical decontamints |  | Liquid Immersion | CFU | 100000000 |  |  | 25 | mm^2 | 2.5e-05 | m^2 |  |  |  | 0 |  |  |  | 3 | 21 |  | 50 | polyurethane painted aluminum | time immersed | 30 |  |  | 1.16 | LR | 0.01 | SD |  |  |  | 3 | [12 empty] | /mm^2
Sagripanti 2007 Virulent spores of Bacillus anthracis and other Bacillus species deposited on solid surfaces have similar sensitivity to chemical decontamints |  | Liquid Immersion | CFU | 100000000 |  |  | 25 | mm^2 | 2.5e-05 | m^2 |  |  |  | 0 |  |  |  | 3 | 21 |  | 50 | polyurethane painted aluminum | time immersed | 30 |  |  | 0.02 | LR | 0.08 | SD |  |  |  | 3 | [12 empty] | /mm^2
Sagripanti 2007 Virulent spores of Bacillus anthracis and other Bacillus species deposited on solid surfaces have similar sensitivity to chemical decontamints |  | Liquid Immersion | CFU | 100000000 |  |  | 25 | mm^2 | 2.5e-05 | m^2 |  |  |  | 0 |  |  |  | 3 | 21 |  | 50 | polyurethane painted aluminum | time immersed | 30 |  |  | 1.57 | LR | 0.11 | SD |  |  |  | 3 | [12 empty] | /mm^2
Sagripanti 2007 Virulent spores of Bacillus anthracis and other Bacillus species deposited on solid surfaces have similar sensitivity to chemical decontamints |  | Liquid Immersion | CFU | 100000000 |  |  | 25 | mm^2 | 2.5e-05 | m^2 |  |  |  | 0 |  |  |  | 3 | 21 |  | 50 | polyurethane painted aluminum | time immersed | 30 |  |  | 1.76 | LR | 0.22 | SD |  |  |  | 3 | [12 empty] | /mm^2
Sagripanti 2007 Virulent spores of Bacillus anthracis and other Bacillus species deposited on solid surfaces have similar sensitivity to chemical decontamints |  | Liquid Immersion | CFU | 100000000 |  |  | 25 | mm^2 | 2.5e-05 | m^2 |  |  |  | 0 |  |  |  | 3 | 21 |  | 50 | polyurethane painted aluminum | time immersed | 30 |  |  | 6.5 | LR | 0.25 | SD |  |  |  | 3 | [12 empty] | /mm^2
Sagripanti 2007 Virulent spores of Bacillus anthracis and other Bacillus species deposited on solid surfaces have similar sensitivity to chemical decontamints |  | Liquid Immersion | CFU | 100000000 |  |  | 25 | mm^2 | 2.5e-05 | m^2 |  |  |  | 0 |  |  |  | 3 | 21 |  | 50 | polyurethane painted aluminum | time immersed | 30 |  |  | 8.06 | LR | 0.01 | SD |  |  |  | 3 | [12 empty] | /mm^2
Sagripanti 2007 Virulent spores of Bacillus anthracis and other Bacillus species deposited on solid surfaces have similar sensitivity to chemical decontamints |  | Liquid Immersion | CFU | 100000000 |  |  | 25 | mm^2 | 2.5e-05 | m^2 |  |  |  | 0 |  |  |  | 3 | 21 |  | 50 | polyurethane painted aluminum | time immersed | 30 |  |  | 6.77 | LR | 0.17 | SD |  |  |  | 3 | [12 empty] | /mm^2
Sagripanti 2007 Virulent spores of Bacillus anthracis and other Bacillus species deposited on solid surfaces have similar sensitivity to chemical decontamints |  | Liquid Immersion | CFU | 100000000 |  |  | 25 | mm^2 | 2.5e-05 | m^2 |  |  |  | 0 |  |  |  | 3 | 21 |  | 50 | polyurethane painted aluminum | time immersed | 30 |  |  | 5.55 | LR | 0.13 | SD |  |  |  | 3 | [12 empty] | /mm^2
Sagripanti 2007 Virulent spores of Bacillus anthracis and other Bacillus species deposited on solid surfaces have similar sensitivity to chemical decontamints |  | Liquid Immersion | CFU | 100000000 |  |  | 25 | mm^2 | 2.5e-05 | m^2 |  |  |  | 0 |  |  |  | 3 | 21 |  | 50 | polyurethane painted aluminum | time immersed | 30 |  |  | 6.91 | LR | 0.24 | SD |  |  |  | 3 | [12 empty] | /mm^2
Sagripanti 2007 Virulent spores of Bacillus anthracis and other Bacillus species deposited on solid surfaces have similar sensitivity to chemical decontamints |  | Liquid Immersion | CFU | 100000000 |  |  | 25 | mm^2 | 2.5e-05 | m^2 |  |  |  | 0 |  |  |  | 3 | 21 |  | 50 | polyurethane painted aluminum | time immersed | 30 |  | > | 7.06 | LR | [5 empty] | 3 | [12 empty] | /mm^2 |  |  |  | 0 | 7.06
Sagripanti 2007 Virulent spores of Bacillus anthracis and other Bacillus species deposited on solid surfaces have similar sensitivity to chemical decontamints |  | Liquid Immersion | CFU | 100000000 |  |  | 25 | mm^2 | 2.5e-05 | m^2 |  |  |  | 0 |  |  |  | 3 | 21 |  | 50 | polyurethane painted aluminum | time immersed | 30 |  |  | 5.92 | LR | 0.03 | SD |  |  |  | 3 | [12 empty] | /mm^2
Sagripanti 2007 Virulent spores of Bacillus anthracis and other Bacillus species deposited on solid surfaces have similar sensitivity to chemical decontamints |  | Liquid Immersion | CFU | 100000000 |  |  | 25 | mm^2 | 2.5e-05 | m^2 |  |  |  | 0 |  |  |  | 3 | 21 |  | 50 | polyurethane painted aluminum | time immersed | 30 |  | > | 8.05 | LR | [5 empty] | 3 | [12 empty] | /mm^2 |  |  |  | 0 | 8.05
Sagripanti 2007 Virulent spores of Bacillus anthracis and other Bacillus species deposited on solid surfaces have similar sensitivity to chemical decontamints |  | Liquid Immersion | CFU | 100000000 |  |  | 25 | mm^2 | 2.5e-05 | m^2 |  |  |  | 0 |  |  |  | 3 | 21 |  | 50 | polyurethane painted aluminum | time immersed | 30 |  |  | 5.8 | LR | 1.06 | SD |  |  |  | 3 | [12 empty] | /mm^2
Sagripanti 2007 Virulent spores of Bacillus anthracis and other Bacillus species deposited on solid surfaces have similar sensitivity to chemical decontamints |  | Liquid Immersion | CFU | 100000000 |  |  | 25 | mm^2 | 2.5e-05 | m^2 |  |  |  | 0 |  |  |  | 3 | 21 |  | 50 | polyurethane painted aluminum | time immersed | 30 |  |  | 7.17 | LR | 0.54 | SD |  |  |  | 3 | [12 empty] | /mm^2
Sagripanti 2007 Virulent spores of Bacillus anthracis and other Bacillus species deposited on solid surfaces have similar sensitivity to chemical decontamints |  | Liquid Immersion | CFU | 100000000 |  |  | 25 | mm^2 | 2.5e-05 | m^2 |  |  |  | 0 |  |  |  | 3 | 21 |  | 50 | polyurethane painted aluminum | time immersed | 30 |  |  | 6.71 | LR | 0.28000000000000003 | SD |  |  |  | 3 | [12 empty] | /mm^2
Sagripanti 2007 Virulent spores of Bacillus anthracis and other Bacillus species deposited on solid surfaces have similar sensitivity to chemical decontamints |  | Liquid Immersion | CFU | 100000000 |  |  | 25 | mm^2 | 2.5e-05 | m^2 |  |  |  | 0 |  |  |  | 3 | 21 |  | 50 | polyurethane painted aluminum | time immersed | 30 |  |  | 5.73 | LR | 0.74 | SD |  |  |  | 3 | [12 empty] | /mm^2
Sagripanti 2007 Virulent spores of Bacillus anthracis and other Bacillus species deposited on solid surfaces have similar sensitivity to chemical decontamints |  | Liquid Immersion | CFU | 100000000 |  |  | 25 | mm^2 | 2.5e-05 | m^2 |  |  |  | 0 |  |  |  | 3 | 21 |  | 50 | polyurethane painted aluminum | time immersed | 30 |  |  | 6.52 | LR | 0.22 | SD |  |  |  | 3 | [12 empty] | /mm^2
Morrow 2009 Enhanced Decontamition of Bacillus Spores in a Simulated Drinking Water System by Germint Addition | biofilm | Liquid Immersion | CFU/cm^2 | 100000000 | [6 empty] | no rinsate |  |  | 1 | mM |  |  |  | 25 |  | 50 | biofilm covered copper pipe | time immersed in germint solution | 1440 |  |  | 2.8 | LR | [5 empty] | 3
Morrow 2009 Enhanced Decontamition of Bacillus Spores in a Simulated Drinking Water System by Germint Addition | biofilm | Liquid Immersion | CFU/cm^2 | 100000000 | [6 empty] | no rinsate |  |  | 100 | FAC ppm (FAC mg/L) |  |  |  | 25 |  | 50 | biofilm covered copper pipe | time immersed | 30 |  |  | 0.6 | LR | [5 empty] | 3
Morrow 2009 Enhanced Decontamition of Bacillus Spores in a Simulated Drinking Water System by Germint Addition | biofilm | Liquid Immersion | CFU/cm^2 | 100000000 | [6 empty] | no rinsate |  |  | 100 | FAC ppm (FAC mg/L) |  |  |  | 25 |  | 50 | biofilm covered copper pipe | time immersed after pretreatment | 30 |  |  | 4.6 | LR | [5 empty] | 3
Morrow 2009 Enhanced Decontamition of Bacillus Spores in a Simulated Drinking Water System by Germint Addition | biofilm | Liquid Immersion | CFU/cm^2 | 100000000 | [6 empty] | no rinsate |  |  | 10 | FAC ppm (FAC mg/L) |  |  |  | 25 |  | 50 | biofilm covered copper pipe | time immersed after pretreatment | 30 |  |  | 2.4 | LR | [5 empty] | 3
Morrow 2009 Enhanced Decontamition of Bacillus Spores in a Simulated Drinking Water System by Germint Addition | biofilm | Liquid Immersion | CFU/cm^2 | 100000000 | [6 empty] | no rinsate |  |  | 10 | FAC ppm (FAC mg/L) |  |  |  | 25 |  | 50 | biofilm covered copper pipe | time immersed | 30 |  |  | 0 | LR | [5 empty] | 3
Morrow 2009 Enhanced Decontamition of Bacillus Spores in a Simulated Drinking Water System by Germint Addition | biofilm | Liquid Immersion | CFU/cm^2 | 100000000 | [6 empty] | no rinsate |  |  | 10 | FAC ppm (FAC mg/L) |  |  |  | 25 |  | 50 | biofilm covered copper pipe | time immersed after pretreatment | 30 |  |  | 3 | LR | [5 empty] | 3
Morrow 2009 Enhanced Decontamition of Bacillus Spores in a Simulated Drinking Water System by Germint Addition | biofilm | Liquid Immersion | CFU/cm^2 | 100000000 | [6 empty] | no rinsate |  |  | 0 |  |  |  |  | 50 |  | 50 | biofilm covered copper pipe | time at temperature | 25 |  |  | 0 | LR | [5 empty] | 3
Morrow 2009 Enhanced Decontamition of Bacillus Spores in a Simulated Drinking Water System by Germint Addition | biofilm | Liquid Immersion | CFU/cm^2 | 100000000 | [6 empty] | no rinsate |  |  | 0 |  |  |  |  | 50 |  | 50 | biofilm covered copper pipe | time at temperature | 25 |  |  | 4.6 | LR | [5 empty] | 3
Morrow 2009 Enhanced Decontamition of Bacillus Spores in a Simulated Drinking Water System by Germint Addition | biofilm | Liquid Immersion | CFU/cm^2 | 100000000 | [6 empty] | no rinsate |  |  | 1 | mM |  |  |  | 25 |  | 50 | biofilm covered PVC pipe | time immersed in germint solution | 1440 |  |  | 1.5 | LR | [5 empty] | 3
Morrow 2009 Enhanced Decontamition of Bacillus Spores in a Simulated Drinking Water System by Germint Addition | biofilm | Liquid Immersion | CFU/cm^2 | 100000000 | [6 empty] | no rinsate |  |  | 100 | FAC ppm (FAC mg/L) |  |  |  | 25 |  | 50 | biofilm covered PVC pipe | time immersed | 30 |  |  | 0.5 | LR | [5 empty] | 3
Morrow 2009 Enhanced Decontamition of Bacillus Spores in a Simulated Drinking Water System by Germint Addition | biofilm | Liquid Immersion | CFU/cm^2 | 100000000 | [6 empty] | no rinsate |  |  | 100 | FAC ppm (FAC mg/L) |  |  |  | 25 |  | 50 | biofilm covered PVC pipe | time immersed after pretreatment | 30 |  |  | 3.1 | LR | [5 empty] | 3
Morrow 2009 Enhanced Decontamition of Bacillus Spores in a Simulated Drinking Water System by Germint Addition | biofilm | Liquid Immersion | CFU/cm^2 | 100000000 | [6 empty] | no rinsate |  |  | 10 | FAC ppm (FAC mg/L) |  |  |  | 25 |  | 50 | biofilm covered PVC pipe | time immersed after pretreatment | 30 |  |  | 1.5 | LR | [5 empty] | 3
Morrow 2009 Enhanced Decontamition of Bacillus Spores in a Simulated Drinking Water System by Germint Addition | biofilm | Liquid Immersion | CFU/cm^2 | 100000000 | [6 empty] | no rinsate |  |  | 10 | FAC ppm (FAC mg/L) |  |  |  | 25 |  | 50 | biofilm covered PVC pipe | time immersed | 30 |  |  | 1.3 | LR | [5 empty] | 3
Morrow 2009 Enhanced Decontamition of Bacillus Spores in a Simulated Drinking Water System by Germint Addition | biofilm | Liquid Immersion | CFU/cm^2 | 100000000 | [6 empty] | no rinsate |  |  | 10 | FAC ppm (FAC mg/L) |  |  |  | 25 |  | 50 | biofilm covered PVC pipe | time immersed after pretreatment | 30 |  |  | 2.3 | LR | [5 empty] | 3
Morrow 2009 Enhanced Decontamition of Bacillus Spores in a Simulated Drinking Water System by Germint Addition | biofilm | Liquid Immersion | CFU/cm^2 | 100000000 | [6 empty] | no rinsate |  |  | 0 |  |  |  |  | 50 |  | 50 | biofilm covered PVC pipe | time at temperature | 25 |  |  | 0.4 | LR | [5 empty] | 3
Morrow 2009 Enhanced Decontamition of Bacillus Spores in a Simulated Drinking Water System by Germint Addition | biofilm | Liquid Immersion | CFU/cm^2 | 100000000 | [6 empty] | no rinsate |  |  | 0 |  |  |  |  | 50 |  | 50 | biofilm covered PVC pipe | time at temperature | 25 |  |  | 2.6 | LR | [5 empty] | 3
Morrow 2009 Enhanced Decontamition of Bacillus Spores in a Simulated Drinking Water System by Germint Addition | biofilm | Liquid Immersion | CFU/cm^2 | 100000000 | [6 empty] | no rinsate |  |  | 1 | mM |  |  |  | 25 |  | 50 | biofilm covered copper pipe | time immersed in germint solution | 1440 |  |  | 3 | LR | [5 empty] | 3
Morrow 2009 Enhanced Decontamition of Bacillus Spores in a Simulated Drinking Water System by Germint Addition | biofilm | Liquid Immersion | CFU/cm^2 | 100000000 | [6 empty] | no rinsate |  |  | 10 | FAC ppm (FAC mg/L) |  |  |  | 25 |  | 50 | biofilm covered copper pipe | time immersed | 30 |  |  | 0 | LR | [5 empty] | 3
Morrow 2009 Enhanced Decontamition of Bacillus Spores in a Simulated Drinking Water System by Germint Addition | biofilm | Liquid Immersion | CFU/cm^2 | 100000000 | [6 empty] | no rinsate |  |  | 10 | FAC ppm (FAC mg/L) |  |  |  | 25 |  | 50 | biofilm covered copper pipe | time immersed after pretreatment | 30 |  |  | 3 | LR | [5 empty] | 3
Morrow 2009 Enhanced Decontamition of Bacillus Spores in a Simulated Drinking Water System by Germint Addition | biofilm | Liquid Immersion | CFU/cm^2 | 100000000 | [6 empty] | no rinsate |  |  | 10 | FAC ppm (FAC mg/L) |  |  |  | 25 |  | 50 | biofilm covered copper pipe | time immersed | 30 |  |  | 1 | LR | [5 empty] | 3
Morrow 2009 Enhanced Decontamition of Bacillus Spores in a Simulated Drinking Water System by Germint Addition | biofilm | Liquid Immersion | CFU/cm^2 | 100000000 | [6 empty] | no rinsate |  |  | 10 | FAC ppm (FAC mg/L) |  |  |  | 25 |  | 50 | biofilm covered copper pipe | time immersed after pretreatment | 30 |  |  | 3.1 | LR | [5 empty] | 3
Morrow 2009 Enhanced Decontamition of Bacillus Spores in a Simulated Drinking Water System by Germint Addition | biofilm | Liquid Immersion | CFU/cm^2 | 100000000 | [6 empty] | no rinsate |  |  | 0 |  |  |  |  | 50 |  | 50 | biofilm covered copper pipe | time at temperature | 25 |  |  | 0.4 | LR | [5 empty] | 3
Morrow 2009 Enhanced Decontamition of Bacillus Spores in a Simulated Drinking Water System by Germint Addition | biofilm | Liquid Immersion | CFU/cm^2 | 100000000 | [6 empty] | no rinsate |  |  | 0 |  |  |  |  | 50 |  | 50 | biofilm covered copper pipe | time at temperature | 25 |  |  | 4.1 | LR | [5 empty] | 3
Morrow 2009 Enhanced Decontamition of Bacillus Spores in a Simulated Drinking Water System by Germint Addition | biofilm | Liquid Immersion | CFU/cm^2 | 100000000 | [6 empty] | no rinsate |  |  | 1 | mM |  |  |  | 25 |  | 50 | biofilm covered PVC pipe | time immersed in germint solution | 1440 |  |  | 2.5 | LR | [5 empty] | 3
Morrow 2009 Enhanced Decontamition of Bacillus Spores in a Simulated Drinking Water System by Germint Addition | biofilm | Liquid Immersion | CFU/cm^2 | 100000000 | [6 empty] | no rinsate |  |  | 100 | FAC ppm (FAC mg/L) |  |  |  | 25 |  | 50 | biofilm covered PVC pipe | time immersed | 30 |  |  | 0.4 | LR | [5 empty] | 3
Morrow 2009 Enhanced Decontamition of Bacillus Spores in a Simulated Drinking Water System by Germint Addition | biofilm | Liquid Immersion | CFU/cm^2 | 100000000 | [6 empty] | no rinsate |  |  | 10 | FAC ppm (FAC mg/L) |  |  |  | 25 |  | 50 | biofilm covered PVC pipe | time immersed after pretreatment | 30 |  |  | 3.4 | LR | [5 empty] | 3
Morrow 2009 Enhanced Decontamition of Bacillus Spores in a Simulated Drinking Water System by Germint Addition | biofilm | Liquid Immersion | CFU/cm^2 | 100000000 | [6 empty] | no rinsate |  |  | 10 | FAC ppm (FAC mg/L) |  |  |  | 25 |  | 50 | biofilm covered PVC pipe | time immersed | 30 |  |  | 1.3 | LR | [5 empty] | 3
Morrow 2009 Enhanced Decontamition of Bacillus Spores in a Simulated Drinking Water System by Germint Addition | biofilm | Liquid Immersion | CFU/cm^2 | 100000000 | [6 empty] | no rinsate |  |  | 10 | FAC ppm (FAC mg/L) |  |  |  | 25 |  | 50 | biofilm covered PVC pipe | time immersed after pretreatment | 30 |  |  | 3.4 | LR | [5 empty] | 3
Morrow 2009 Enhanced Decontamition of Bacillus Spores in a Simulated Drinking Water System by Germint Addition | biofilm | Liquid Immersion | CFU/cm^2 | 100000000 | [6 empty] | no rinsate |  |  | 0 |  |  |  |  | 50 |  | 50 | biofilm covered PVC pipe | time at temperature | 25 |  |  | 0.7 | LR | [5 empty] | 3
Morrow 2009 Enhanced Decontamition of Bacillus Spores in a Simulated Drinking Water System by Germint Addition | biofilm | Liquid Immersion | CFU/cm^2 | 100000000 | [6 empty] | no rinsate |  |  | 0 |  |  |  |  | 50 |  | 50 | biofilm covered PVC pipe | time at temperature | 25 |  |  | 4.6 | LR | [5 empty] | 3
Tomasino 2008 Determining the efficacy of liquid sporicides against spores of Bacillus subtilis on a hard nonporous surface using the quantitative three step method: collaborative study |  | Liquid Immersion | CFU | 100000000 |  |  | 25 | mm^2 | 2.5e-05 | m^2 |  |  | 300 | 3000 | FAC ppm (FAC mg/L) |  |  | 1 | 20 |  | 50 | glass | time immersed | 10 |  |  | 0.56 | LR | 0.5 | SD |  |  |  | 24 | [10 empty] | glass |  | /mm^2
Tomasino 2008 Determining the efficacy of liquid sporicides against spores of Bacillus subtilis on a hard nonporous surface using the quantitative three step method: collaborative study |  | Liquid Immersion | CFU | 100000000 |  |  | 25 | mm^2 | 2.5e-05 | m^2 |  |  | 600 | 6000 | FAC ppm (FAC mg/L) |  |  | 1 | 20 |  | 50 | glass | time immersed | 10 |  |  | 3.92 | LR | 0.95 | SD |  |  |  | 24 | [10 empty] | glass |  | /mm^2
Tomasino 2008 Determining the efficacy of liquid sporicides against spores of Bacillus subtilis on a hard nonporous surface using the quantitative three step method: collaborative study |  | Liquid Immersion | CFU | 100000000 |  |  | 25 | mm^2 | 2.5e-05 | m^2 |  |  | 600 | 6000 | FAC ppm (FAC mg/L) |  |  | 1 | 20 |  | 50 | glass | time immersed | 30 |  |  | 5.71 | LR | 0.66 | SD |  |  |  | 24 | [10 empty] | glass |  | /mm^2
Tomasino 2008 Determining the efficacy of liquid sporicides against spores of Bacillus subtilis on a hard nonporous surface using the quantitative three step method: collaborative study |  | Liquid Immersion | CFU | 100000000 |  |  | 25 | mm^2 | 2.5e-05 | m^2 |  |  |  | 0.08 | wt% |  |  | 1 | 20 |  | 50 | glass | time immersed | 1 |  |  | 1.41 | LR | 1.43 | SD |  |  |  | 24 | [10 empty] | glass |  | /mm^2
Tomasino 2008 Determining the efficacy of liquid sporicides against spores of Bacillus subtilis on a hard nonporous surface using the quantitative three step method: collaborative study |  | Liquid Immersion | CFU | 100000000 |  |  | 25 | mm^2 | 2.5e-05 | m^2 |  |  |  | 0.08 | wt% |  |  | 1 | 20 |  | 50 | glass | time immersed | 10 |  |  | 5.85 | LR | 0.65 | SD |  |  |  | 24 | [10 empty] | glass |  | /mm^2
Tomasino 2008 Determining the efficacy of liquid sporicides against spores of Bacillus subtilis on a hard nonporous surface using the quantitative three step method: collaborative study |  | Liquid Immersion | CFU | 100000000 |  |  | 25 | mm^2 | 2.5e-05 | m^2 |  |  |  | 0.08 | wt% |  |  | 1 | 20 |  | 50 | glass | time immersed | 30 |  |  | 5.85 | LR | 0.64 | SD |  |  |  | 24 | [10 empty] | glass |  | /mm^2
Tomasino 2008 Determining the efficacy of liquid sporicides against spores of Bacillus subtilis on a hard nonporous surface using the quantitative three step method: collaborative study |  | Liquid Immersion | CFU | 100000000 |  |  | 25 | mm^2 | 2.5e-05 | m^2 |  |  |  | 2.6 | wt% |  |  | 1 | 20 |  | 50 | glass | time immersed | 10 |  |  | 0.07 | LR | 0.34 | SD |  |  |  | 24 | [10 empty] | glass |  | /mm^2
Tomasino 2008 Determining the efficacy of liquid sporicides against spores of Bacillus subtilis on a hard nonporous surface using the quantitative three step method: collaborative study |  | Liquid Immersion | CFU | 100000000 |  |  | 25 | mm^2 | 2.5e-05 | m^2 |  |  |  | 2.6 | wt% |  |  | 1 | 20 |  | 50 | glass | time immersed | 60 |  |  | 3.81 | LR | 1.23 | SD |  |  |  | 24 | [10 empty] | glass |  | /mm^2
Tomasino 2008 Determining the efficacy of liquid sporicides against spores of Bacillus subtilis on a hard nonporous surface using the quantitative three step method: collaborative study |  | Liquid Immersion | CFU | 100000000 |  |  | 25 | mm^2 | 2.5e-05 | m^2 |  |  |  | 2.6 | wt% |  |  | 1 | 20 |  | 50 | glass | time immersed | 180 |  |  | 5.47 | LR | 0.75 | SD |  |  |  | 24 | [10 empty] | glass |  | /mm^2
Tomasino 2008 Determining the efficacy of liquid sporicides against spores of Bacillus subtilis on a hard nonporous surface using the quantitative three step method: collaborative study |  | Liquid Immersion | CFU | 100000000 |  |  | 25 | mm^2 | 2.5e-05 | m^2 |  |  | 300 | 3000 | FAC ppm (FAC mg/L) |  |  | 1 | 20 |  | 50 | glass | time immersed | 10 |  |  | 1.3 | LR | 0.66 | SD |  |  |  | 3 | [10 empty] | glass |  | /mm^2
Tomasino 2008 Determining the efficacy of liquid sporicides against spores of Bacillus subtilis on a hard nonporous surface using the quantitative three step method: collaborative study |  | Liquid Immersion | CFU | 100000000 |  |  | 25 | mm^2 | 2.5e-05 | m^2 |  |  | 300 | 3000 | FAC ppm (FAC mg/L) |  |  | 1 | 20 |  | 50 | glass | time immersed | 10 |  |  | 4.5 | LR | 0.91 | SD |  |  |  | 3 | [10 empty] | glass |  | /mm^2
Tomasino 2008 Determining the efficacy of liquid sporicides against spores of Bacillus subtilis on a hard nonporous surface using the quantitative three step method: collaborative study |  | Liquid Immersion | CFU | 100000000 |  |  | 25 | mm^2 | 2.5e-05 | m^2 |  |  | 300 | 3000 | FAC ppm (FAC mg/L) |  |  | 1 | 20 |  | 50 | glass | time immersed | 10 |  |  | 4.6 | LR | 1.18 | SD |  |  |  | 3 | [10 empty] | glass |  | /mm^2
Tomasino 2008 Determining the efficacy of liquid sporicides against spores of Bacillus subtilis on a hard nonporous surface using the quantitative three step method: collaborative study |  | Liquid Immersion | CFU | 100000000 |  |  | 25 | mm^2 | 2.5e-05 | m^2 |  |  | 300 | 3000 | FAC ppm (FAC mg/L) |  |  | 1 | 20 |  | 50 | glass | time immersed | 10 |  |  | 4.9 | LR | 0.71 | SD |  |  |  | 3 | [10 empty] | glass |  | /mm^2
Tomasino 2008 Determining the efficacy of liquid sporicides against spores of Bacillus subtilis on a hard nonporous surface using the quantitative three step method: collaborative study |  | Liquid Immersion | CFU | 100000000 |  |  | 25 | mm^2 | 2.5e-05 | m^2 |  |  | 300 | 3000 | FAC ppm (FAC mg/L) |  |  | 1 | 20 |  | 50 | glass | time immersed | 10 |  |  | 5.8 | LR | 0.92 | SD |  |  |  | 3 | [10 empty] | glass |  | /mm^2
Tomasino 2008 Determining the efficacy of liquid sporicides against spores of Bacillus subtilis on a hard nonporous surface using the quantitative three step method: collaborative study |  | Liquid Immersion | CFU | 100000000 |  |  | 25 | mm^2 | 2.5e-05 | m^2 |  |  | 300 | 3000 | FAC ppm (FAC mg/L) |  |  | 1 | 20 |  | 50 | glass | time immersed | 10 |  |  | 6.1 | LR | 0.28000000000000003 | SD |  |  |  | 3 | [10 empty] | glass |  | /mm^2
Tomasino 2008 Determining the efficacy of liquid sporicides against spores of Bacillus subtilis on a hard nonporous surface using the quantitative three step method: collaborative study |  | Liquid Immersion | CFU | 100000000 |  |  | 25 | mm^2 | 2.5e-05 | m^2 |  |  |  | 0.08 | wt% |  |  | 1 | 20 |  | 50 | glass | time immersed | 10 |  |  | 5.5 | LR | 0.18 | SD |  |  |  | 3 | [10 empty] | glass |  | /mm^2
Tomasino 2008 Determining the efficacy of liquid sporicides against spores of Bacillus subtilis on a hard nonporous surface using the quantitative three step method: collaborative study |  | Liquid Immersion | CFU | 100000000 |  |  | 25 | mm^2 | 2.5e-05 | m^2 |  |  |  | 0.08 | wt% |  |  | 1 | 20 |  | 50 | glass | time immersed | 10 |  |  | 5.1 | LR | 1 | SD |  |  |  | 3 | [10 empty] | glass |  | /mm^2
Tomasino 2008 Determining the efficacy of liquid sporicides against spores of Bacillus subtilis on a hard nonporous surface using the quantitative three step method: collaborative study |  | Liquid Immersion | CFU | 100000000 |  |  | 25 | mm^2 | 2.5e-05 | m^2 |  |  |  | 0.08 | wt% |  |  | 1 | 20 |  | 50 | glass | time immersed | 10 |  |  | 5.9 | LR | 0.53 | SD |  |  |  | 3 | [10 empty] | glass |  | /mm^2
von Woedtke 2004 Sporicidal efficacy of hydrogen peroxide aerosol |  | Liquid Immersion |  | 100000000 |  |  | 256 | mm^2 | 0.000256 | m^2 |  |  |  | 1 | wt% |  |  |  | 25 |  | 50 | BioStrip (paper) | time until neutralization | 59.402 |  |  | 1.1209 | LR |  | min,max |  |  |  | 5 | [10 empty] | other porous |  | /mm^2
von Woedtke 2004 Sporicidal efficacy of hydrogen peroxide aerosol |  | Liquid Immersion |  | 100000000 |  |  | 256 | mm^2 | 0.000256 | m^2 |  |  |  | 1 | wt% |  |  |  | 25 |  | 50 | BioStrip (paper) | time until neutralization | 179.6013 |  |  | 1.9029 | LR |  | min,max |  |  |  | 5 | [10 empty] | other porous |  | /mm^2
von Woedtke 2004 Sporicidal efficacy of hydrogen peroxide aerosol |  | Liquid Immersion |  | 100000000 |  |  | 256 | mm^2 | 0.000256 | m^2 |  |  |  | 1 | wt% |  |  |  | 25 |  | 50 | BioStrip (paper) | time until neutralization | 299.2027 |  |  | 4.3693 | LR |  | min,max |  |  |  | 5 | [10 empty] | other porous |  | /mm^2
von Woedtke 2004 Sporicidal efficacy of hydrogen peroxide aerosol |  | Liquid Immersion |  | 100000000 |  |  | 256 | mm^2 | 0.000256 | m^2 |  |  |  | 1 | wt% |  |  |  | 25 |  | 50 | BioStrip (paper) | time until neutralization | 421.794 |  |  | 6.2742 | LR |  | min,max |  |  |  | 5 | [10 empty] | other porous |  | /mm^2
von Woedtke 2004 Sporicidal efficacy of hydrogen peroxide aerosol |  | Liquid Immersion |  | 100000000 |  |  | 256 | mm^2 | 0.000256 | m^2 |  |  |  | 1 | wt% |  |  |  | 60 |  | 50 | BioStrip (paper) | time until neutralization | 5.0066 |  |  | 1.3219 | LR |  | min,max |  |  |  | 5 | [10 empty] | other porous |  | /mm^2
von Woedtke 2004 Sporicidal efficacy of hydrogen peroxide aerosol |  | Liquid Immersion |  | 100000000 |  |  | 256 | mm^2 | 0.000256 | m^2 |  |  |  | 1 | wt% |  |  |  | 60 |  | 50 | BioStrip (paper) | time until neutralization | 7.0161 |  |  | 2.2158 | LR |  | min,max |  |  |  | 5 | [10 empty] | other porous |  | /mm^2
von Woedtke 2004 Sporicidal efficacy of hydrogen peroxide aerosol |  | Liquid Immersion |  | 100000000 |  |  | 256 | mm^2 | 0.000256 | m^2 |  |  |  | 1 | wt% |  |  |  | 60 |  | 50 | BioStrip (paper) | time until neutralization | 9.9985 |  |  | 6.2824 | LR |  | min,max |  |  |  | 5 | [10 empty] | other porous |  | /mm^2
Cardoso 2011 Modeling of sporicidal effect of hydrogen peroxide in the sterilization of low density polyethylene film inoculated with Bacillus subtilis spores |  | Liquid Immersion | CFU | 100000000 |  |  | 1600 | mm^2 | 0.0016 | m^2 |  |  |  | 7 | wt% |  |  |  | 32 |  | 50 | plastic (LDPE) films containing titanium dioxide | time until neutralization | 0.13333 |  |  | 1.39 | LR | [18 empty] | /mm^2
Cardoso 2011 Modeling of sporicidal effect of hydrogen peroxide in the sterilization of low density polyethylene film inoculated with Bacillus subtilis spores |  | Liquid Immersion | CFU | 100000000 |  |  | 1600 | mm^2 | 0.0016 | m^2 |  |  |  | 7 | wt% |  |  |  | 32 |  | 50 | plastic (LDPE) films containing titanium dioxide | time until neutralization | 0.26667 |  |  | 0.7 | LR | [18 empty] | /mm^2
Cardoso 2011 Modeling of sporicidal effect of hydrogen peroxide in the sterilization of low density polyethylene film inoculated with Bacillus subtilis spores |  | Liquid Immersion | CFU | 100000000 |  |  | 1600 | mm^2 | 0.0016 | m^2 |  |  |  | 7 | wt% |  |  |  | 60 |  | 50 | plastic (LDPE) films containing titanium dioxide | time until neutralization | 0.13333 |  |  | 1.52 | LR | [18 empty] | /mm^2
Cardoso 2011 Modeling of sporicidal effect of hydrogen peroxide in the sterilization of low density polyethylene film inoculated with Bacillus subtilis spores |  | Liquid Immersion | CFU | 100000000 |  |  | 1600 | mm^2 | 0.0016 | m^2 |  |  |  | 7 | wt% |  |  |  | 60 |  | 50 | plastic (LDPE) films containing titanium dioxide | time until neutralization | 0.26667 |  |  | 2.01 | LR | [18 empty] | /mm^2
Cardoso 2011 Modeling of sporicidal effect of hydrogen peroxide in the sterilization of low density polyethylene film inoculated with Bacillus subtilis spores |  | Liquid Immersion | CFU | 100000000 |  |  | 1600 | mm^2 | 0.0016 | m^2 |  |  |  | 28 | wt% |  |  |  | 32 |  | 50 | plastic (LDPE) films containing titanium dioxide | time until neutralization | 0.13333 |  |  | 0.7 | LR | [18 empty] | /mm^2
Cardoso 2011 Modeling of sporicidal effect of hydrogen peroxide in the sterilization of low density polyethylene film inoculated with Bacillus subtilis spores |  | Liquid Immersion | CFU | 100000000 |  |  | 1600 | mm^2 | 0.0016 | m^2 |  |  |  | 28 | wt% |  |  |  | 32 |  | 50 | plastic (LDPE) films containing titanium dioxide | time until neutralization | 0.26667 |  |  | 0.62 | LR | [18 empty] | /mm^2
Cardoso 2011 Modeling of sporicidal effect of hydrogen peroxide in the sterilization of low density polyethylene film inoculated with Bacillus subtilis spores |  | Liquid Immersion | CFU | 100000000 |  |  | 1600 | mm^2 | 0.0016 | m^2 |  |  |  | 28 | wt% |  |  |  | 60 |  | 50 | plastic (LDPE) films containing titanium dioxide | time until neutralization | 0.13333 |  |  | 4.13 | LR | [18 empty] | /mm^2
Cardoso 2011 Modeling of sporicidal effect of hydrogen peroxide in the sterilization of low density polyethylene film inoculated with Bacillus subtilis spores |  | Liquid Immersion | CFU | 100000000 |  |  | 1600 | mm^2 | 0.0016 | m^2 |  |  |  | 28 | wt% |  |  |  | 60 |  | 50 | plastic (LDPE) films containing titanium dioxide | time until neutralization | 0.26667 |  |  | 7.01 | LR | [18 empty] | /mm^2
Cardoso 2011 Modeling of sporicidal effect of hydrogen peroxide in the sterilization of low density polyethylene film inoculated with Bacillus subtilis spores |  | Liquid Immersion | CFU | 10000000 |  |  | 1600 | mm^2 | 0.0016 | m^2 |  |  |  | 18 | wt% |  |  |  | 46 |  | 50 | plastic (LDPE) films containing titanium dioxide | time until neutralization | 0.083333 |  |  | 0.64 | LR | [18 empty] | /mm^2
Cardoso 2011 Modeling of sporicidal effect of hydrogen peroxide in the sterilization of low density polyethylene film inoculated with Bacillus subtilis spores |  | Liquid Immersion | CFU | 10000000 |  |  | 1600 | mm^2 | 0.0016 | m^2 |  |  |  | 18 | wt% |  |  |  | 46 |  | 50 | plastic (LDPE) films containing titanium dioxide | time until neutralization | 0.31667 |  |  | 0.64 | LR | [18 empty] | /mm^2
Cardoso 2011 Modeling of sporicidal effect of hydrogen peroxide in the sterilization of low density polyethylene film inoculated with Bacillus subtilis spores |  | Liquid Immersion | CFU | 10000000 |  |  | 1600 | mm^2 | 0.0016 | m^2 |  |  |  | 18 | wt% |  |  |  | 23 |  | 50 | plastic (LDPE) films containing titanium dioxide | time until neutralization | 0.2 |  |  | 1.04 | LR | [18 empty] | /mm^2
Cardoso 2011 Modeling of sporicidal effect of hydrogen peroxide in the sterilization of low density polyethylene film inoculated with Bacillus subtilis spores |  | Liquid Immersion | CFU | 10000000 |  |  | 1600 | mm^2 | 0.0016 | m^2 |  |  |  | 18 | wt% |  |  |  | 70 |  | 50 | plastic (LDPE) films containing titanium dioxide | time until neutralization | 0.2 |  |  | 4.44 | LR | [18 empty] | /mm^2
Cardoso 2011 Modeling of sporicidal effect of hydrogen peroxide in the sterilization of low density polyethylene film inoculated with Bacillus subtilis spores |  | Liquid Immersion | CFU | 10000000 |  |  | 1600 | mm^2 | 0.0016 | m^2 |  |  |  | 0 | wt% |  |  |  | 46 |  | 50 | plastic (LDPE) films containing titanium dioxide | time until neutralization | 0.2 |  |  | 0.06 | LR | [18 empty] | /mm^2
Cardoso 2011 Modeling of sporicidal effect of hydrogen peroxide in the sterilization of low density polyethylene film inoculated with Bacillus subtilis spores |  | Liquid Immersion | CFU | 10000000 |  |  | 1600 | mm^2 | 0.0016 | m^2 |  |  |  | 35 | wt% |  |  |  | 46 |  | 50 | plastic (LDPE) films containing titanium dioxide | time until neutralization | 0.2 |  |  | 4.76 | LR | [18 empty] | /mm^2
Cardoso 2011 Modeling of sporicidal effect of hydrogen peroxide in the sterilization of low density polyethylene film inoculated with Bacillus subtilis spores |  | Liquid Immersion | CFU | 10000000 |  |  | 1600 | mm^2 | 0.0016 | m^2 |  |  |  | 18 | wt% |  |  |  | 46 |  | 50 | plastic (LDPE) films containing titanium dioxide | time until neutralization | 0.2 |  |  | 0.17 | LR | [18 empty] | /mm^2
Cardoso 2011 Modeling of sporicidal effect of hydrogen peroxide in the sterilization of low density polyethylene film inoculated with Bacillus subtilis spores |  | Liquid Immersion | CFU | 10000000 |  |  | 1600 | mm^2 | 0.0016 | m^2 |  |  |  | 18 | wt% |  |  |  | 46 |  | 50 | plastic (LDPE) films containing titanium dioxide | time until neutralization | 0.2 |  |  | 0.38 | LR | [18 empty] | /mm^2
Cardoso 2011 Modeling of sporicidal effect of hydrogen peroxide in the sterilization of low density polyethylene film inoculated with Bacillus subtilis spores |  | Liquid Immersion | CFU | 10000000 |  |  | 1600 | mm^2 | 0.0016 | m^2 |  |  |  | 18 | wt% |  |  |  | 46 |  | 50 | plastic (LDPE) films containing titanium dioxide | time until neutralization | 0.2 |  |  | 0.92 | LR | [18 empty] | /mm^2
Cardoso 2011 Modeling of sporicidal effect of hydrogen peroxide in the sterilization of low density polyethylene film inoculated with Bacillus subtilis spores |  | Liquid Immersion | CFU | 1000000 |  |  | 1600 | mm^2 | 0.0016 | m^2 |  |  |  | 18 | wt% |  |  |  | 46 |  | 50 | plastic (LDPE) films containing titanium dioxide | time until neutralization | 0.2 |  |  | 0.42 | LR | [18 empty] | /mm^2
César 2012 Antimicrobial effects of ozoted water on the sanitization of dental instruments contamited with E. coli, S. aureus, C. albicans, or the spores of B. atrophaeus |  | Liquid Immersion |  | 1000000 | [6 empty] | combined |  |  | 10 | mg/L |  |  |  | 25 |  | 50 | diamond burs | time before neutralization | 10 |  |  | 4.3 | LSurv | 0.19 | SD |  |  | 5.31 | 30 | [17 empty] | 5.31
César 2012 Antimicrobial effects of ozoted water on the sanitization of dental instruments contamited with E. coli, S. aureus, C. albicans, or the spores of B. atrophaeus |  | Liquid Immersion |  | 1000000 | [6 empty] | combined |  |  | 10 | mg/L |  |  |  | 25 |  | 50 | diamond burs | time before neutralization | 30 |  |  | 3.33 | LSurv | 0.31 | SD |  |  | 5.31 | 30 | [17 empty] | 5.31
Wallace 2008 Laboratory-scale Study in Determining the Decontamition Standards for Personnel Protective Equipment Used by Homeland Defense Personnel: Evaluation of Commercial Off-the-shelf Technologies for Decontamition of Personnel Protec |  | Liquid Immersion | CFU | 1000000 |  |  | 2 | cm^2 | 0.0002 | m^2 |  |  |  | 0.56 | wt% |  |  |  | 25 |  | 50 | polycarbote | time before neutralization | 15 |  | > | 6 | LR | [18 empty] | /cm^2 |  |  |  | 0 | 6
Wallace 2008 Laboratory-scale Study in Determining the Decontamition Standards for Personnel Protective Equipment Used by Homeland Defense Personnel: Evaluation of Commercial Off-the-shelf Technologies for Decontamition of Personnel Protec |  | Liquid Immersion | CFU | 1000000 |  |  | 2 | cm^2 | 0.0002 | m^2 |  |  |  | 0.56 | wt% |  |  |  | 25 |  | 50 | butyl rubber | time before neutralization | 15 |  | > | 6 | LR | [18 empty] | /cm^2 |  |  |  | 0 | 6
Wallace 2008 Laboratory-scale Study in Determining the Decontamition Standards for Personnel Protective Equipment Used by Homeland Defense Personnel: Evaluation of Commercial Off-the-shelf Technologies for Decontamition of Personnel Protec |  | Liquid Immersion | CFU | 1000000 |  |  | 2 | cm^2 | 0.0002 | m^2 |  |  |  | 0.56 | wt% |  |  |  | 25 |  | 50 | tyvek | time before neutralization | 15 |  | > | 6 | LR | [18 empty] | /cm^2 |  |  |  | 0 | 6
Wallace 2008 Laboratory-scale Study in Determining the Decontamition Standards for Personnel Protective Equipment Used by Homeland Defense Personnel: Evaluation of Commercial Off-the-shelf Technologies for Decontamition of Personnel Protec |  | Liquid Immersion | CFU | 1000000 |  |  | 2 | cm^2 | 0.0002 | m^2 |  |  |  | 0.56 | wt% |  |  |  | 25 |  | 50 | steel | time before neutralization | 15 |  | > | 6 | LR | [16 empty] | steel |  | /cm^2 |  |  |  | 0 | 6
Wallace 2008 Laboratory-scale Study in Determining the Decontamition Standards for Personnel Protective Equipment Used by Homeland Defense Personnel: Evaluation of Commercial Off-the-shelf Technologies for Decontamition of Personnel Protec |  | Liquid Immersion | CFU | 1000000 |  |  | 2 | cm^2 | 0.0002 | m^2 |  |  |  | 0.23 | wt% |  |  |  | 25 |  | 50 | polycarbote | time before neutralization | 15 |  | > | 6 | LR | [18 empty] | /cm^2 |  |  |  | 0 | 6
Wallace 2008 Laboratory-scale Study in Determining the Decontamition Standards for Personnel Protective Equipment Used by Homeland Defense Personnel: Evaluation of Commercial Off-the-shelf Technologies for Decontamition of Personnel Protec |  | Liquid Immersion | CFU | 1000000 |  |  | 2 | cm^2 | 0.0002 | m^2 |  |  |  | 0.23 | wt% |  |  |  | 25 |  | 50 | butyl rubber | time before neutralization | 15 |  | > | 6 | LR | [18 empty] | /cm^2 |  |  |  | 0 | 6
Wallace 2008 Laboratory-scale Study in Determining the Decontamition Standards for Personnel Protective Equipment Used by Homeland Defense Personnel: Evaluation of Commercial Off-the-shelf Technologies for Decontamition of Personnel Protec |  | Liquid Immersion | CFU | 1000000 |  |  | 2 | cm^2 | 0.0002 | m^2 |  |  |  | 0.23 | wt% |  |  |  | 25 |  | 50 | tyvek | time before neutralization | 15 |  | > | 6 | LR | [18 empty] | /cm^2 |  |  |  | 0 | 6
Wallace 2008 Laboratory-scale Study in Determining the Decontamition Standards for Personnel Protective Equipment Used by Homeland Defense Personnel: Evaluation of Commercial Off-the-shelf Technologies for Decontamition of Personnel Protec |  | Liquid Immersion | CFU | 1000000 |  |  | 2 | cm^2 | 0.0002 | m^2 |  |  |  | 0.23 | wt% |  |  |  | 25 |  | 50 | steel | time before neutralization | 15 |  | > | 6 | LR | [16 empty] | steel |  | /cm^2 |  |  |  | 0 | 6
Sagripanti 2006 Virulent Spores Of Bacillus Anthracis And Other Bacillus Species Deposited On Solid Surfaces Have Similar Sensitivity To Chemical Decontamints. |  | Liquid Immersion | CFU | 1000000 |  |  | 25 | cm^2 | 0.0025 | m^2 |  |  |  | 10 | wt% |  |  | 3 | 21 |  | 50 | silicone and butyl rubber blend | time before neutralization | 30 |  |  | 6.61 | LR | 0.48 | SD |  |  |  | 3 | [12 empty] | /cm^2
Sagripanti 2006 Virulent Spores Of Bacillus Anthracis And Other Bacillus Species Deposited On Solid Surfaces Have Similar Sensitivity To Chemical Decontamints. |  | Liquid Immersion | CFU | 1000000 |  |  | 25 | cm^2 | 0.0025 | m^2 |  |  |  | 10 | wt% |  |  | 3 | 21 |  | 50 | silicone and butyl rubber blend | time before neutralization | 30 |  |  | 6.1 | LR | 0.2 | SD |  |  |  | 3 | [12 empty] | /cm^2
Sagripanti 2006 Virulent Spores Of Bacillus Anthracis And Other Bacillus Species Deposited On Solid Surfaces Have Similar Sensitivity To Chemical Decontamints. |  | Liquid Immersion | CFU | 1000000 |  |  | 25 | cm^2 | 0.0025 | m^2 |  |  |  | 10 | wt% |  |  | 3 | 21 |  | 50 | silicone and butyl rubber blend | time before neutralization | 30 |  |  | 4.97 | LR | 0.1 | SD |  |  |  | 3 | [12 empty] | /cm^2
Sagripanti 2006 Virulent Spores Of Bacillus Anthracis And Other Bacillus Species Deposited On Solid Surfaces Have Similar Sensitivity To Chemical Decontamints. |  | Liquid Immersion | CFU | 1000000 |  |  | 25 | cm^2 | 0.0025 | m^2 |  |  |  | 10 | wt% |  |  | 3 | 21 |  | 50 | silicone and butyl rubber blend | time before neutralization | 30 |  | > | 7.67 | LR | [5 empty] | 3 | [12 empty] | /cm^2 |  |  |  | 0 | 7.67
Sagripanti 2006 Virulent Spores Of Bacillus Anthracis And Other Bacillus Species Deposited On Solid Surfaces Have Similar Sensitivity To Chemical Decontamints. |  | Liquid Immersion | CFU | 1000000 |  |  | 25 | cm^2 | 0.0025 | m^2 |  |  |  | 10 | wt% |  |  | 3 | 21 |  | 50 | silicone and butyl rubber blend | time before neutralization | 30 |  |  | 6.13 | LR | 0.4 | SD |  |  |  | 3 | [12 empty] | /cm^2
Sagripanti 2006 Virulent Spores Of Bacillus Anthracis And Other Bacillus Species Deposited On Solid Surfaces Have Similar Sensitivity To Chemical Decontamints. |  | Liquid Immersion | CFU | 1000000 |  |  | 25 | cm^2 | 0.0025 | m^2 |  |  |  | 10 | wt% |  |  | 3 | 21 |  | 50 | silicone and butyl rubber blend | time before neutralization | 30 |  |  | 5.96 | LR | 1.02 | SD |  |  |  | 3 | [12 empty] | /cm^2
Sagripanti 2006 Virulent Spores Of Bacillus Anthracis And Other Bacillus Species Deposited On Solid Surfaces Have Similar Sensitivity To Chemical Decontamints. |  | Liquid Immersion | CFU | 1000000 |  |  | 25 | cm^2 | 0.0025 | m^2 |  |  |  | 10 | wt% |  |  | 3 | 21 |  | 50 | silicone and butyl rubber blend | time before neutralization | 30 |  |  | 6.74 | LR | 0.24 | SD |  |  |  | 3 | [12 empty] | /cm^2
Sagripanti 2006 Virulent Spores Of Bacillus Anthracis And Other Bacillus Species Deposited On Solid Surfaces Have Similar Sensitivity To Chemical Decontamints. |  | Liquid Immersion | CFU | 1000000 |  |  | 25 | cm^2 | 0.0025 | m^2 |  |  |  | 10 | wt% |  |  | 3 | 21 |  | 50 | silicone and butyl rubber blend | time before neutralization | 30 |  |  | 6.69 | LR | 0.37 | SD |  |  |  | 3 | [12 empty] | /cm^2
Sagripanti 2006 Virulent Spores Of Bacillus Anthracis And Other Bacillus Species Deposited On Solid Surfaces Have Similar Sensitivity To Chemical Decontamints. |  | Liquid Immersion | CFU | 1000000 |  |  | 25 | cm^2 | 0.0025 | m^2 |  |  |  | 10 | wt% |  |  | 3 | 21 |  | 50 | silicone and butyl rubber blend | time before neutralization | 30 |  |  | 6.32 | LR | 0.28000000000000003 | SD |  |  |  | 3 | [12 empty] | /cm^2
Sagripanti 2006 Virulent Spores Of Bacillus Anthracis And Other Bacillus Species Deposited On Solid Surfaces Have Similar Sensitivity To Chemical Decontamints. |  | Liquid Immersion | CFU | 1000000 |  |  | 25 | cm^2 | 0.0025 | m^2 |  |  |  | 10 | wt% |  |  | 3 | 21 |  | 50 | silicone and butyl rubber blend | time before neutralization | 30 |  |  | 6.77 | LR | 0.17 | SD |  |  |  | 3 | [12 empty] | /cm^2
Sagripanti 2006 Virulent Spores Of Bacillus Anthracis And Other Bacillus Species Deposited On Solid Surfaces Have Similar Sensitivity To Chemical Decontamints. |  | Liquid Immersion | CFU | 1000000 |  |  | 25 | cm^2 | 0.0025 | m^2 |  |  |  | 10 | wt% |  |  | 3 | 21 |  | 50 | silicone and butyl rubber blend | time before neutralization | 30 |  |  | 7.18 | LR | 0.64 | SD |  |  |  | 3 | [12 empty] | /cm^2
Sagripanti 2006 Virulent Spores Of Bacillus Anthracis And Other Bacillus Species Deposited On Solid Surfaces Have Similar Sensitivity To Chemical Decontamints. |  | Liquid Immersion | CFU | 1000000 |  |  | 25 | cm^2 | 0.0025 | m^2 |  |  |  | 10 | wt% |  |  | 3 | 21 |  | 50 | silicone and butyl rubber blend | time before neutralization | 30 |  |  | 5.51 | LR | 0.19 | SD |  |  |  | 3 | [12 empty] | /cm^2
Sagripanti 2006 Virulent Spores Of Bacillus Anthracis And Other Bacillus Species Deposited On Solid Surfaces Have Similar Sensitivity To Chemical Decontamints. |  | Liquid Immersion | CFU | 1000000 |  |  | 25 | cm^2 | 0.0025 | m^2 |  |  |  | 10 | wt% |  |  | 3 | 21 |  | 50 | silicone and butyl rubber blend | time before neutralization | 30 |  |  | 5.95 | LR | 0.11 | SD |  |  |  | 3 | [12 empty] | /cm^2
Sagripanti 2006 Virulent Spores Of Bacillus Anthracis And Other Bacillus Species Deposited On Solid Surfaces Have Similar Sensitivity To Chemical Decontamints. |  | Liquid Immersion | CFU | 1000000 |  |  | 25 | cm^2 | 0.0025 | m^2 |  |  |  | 10 | wt% |  |  | 3 | 21 |  | 50 | painted aluminum alloy | time before neutralization | 30 |  |  | 5.84 | LR | 0.1 | SD |  |  |  | 3 | [12 empty] | /cm^2
Sagripanti 2006 Virulent Spores Of Bacillus Anthracis And Other Bacillus Species Deposited On Solid Surfaces Have Similar Sensitivity To Chemical Decontamints. |  | Liquid Immersion | CFU | 1000000 |  |  | 25 | cm^2 | 0.0025 | m^2 |  |  |  | 10 | wt% |  |  | 3 | 21 |  | 50 | painted aluminum alloy | time before neutralization | 30 |  |  | 8.06 | LR | 0.01 | SD |  |  |  | 3 | [12 empty] | /cm^2
Sagripanti 2006 Virulent Spores Of Bacillus Anthracis And Other Bacillus Species Deposited On Solid Surfaces Have Similar Sensitivity To Chemical Decontamints. |  | Liquid Immersion | CFU | 1000000 |  |  | 25 | cm^2 | 0.0025 | m^2 |  |  |  | 10 | wt% |  |  | 3 | 21 |  | 50 | painted aluminum alloy | time before neutralization | 30 |  |  | 5.33 | LR | 0.49 | SD |  |  |  | 3 | [12 empty] | /cm^2
Sagripanti 2006 Virulent Spores Of Bacillus Anthracis And Other Bacillus Species Deposited On Solid Surfaces Have Similar Sensitivity To Chemical Decontamints. |  | Liquid Immersion | CFU | 1000000 |  |  | 25 | cm^2 | 0.0025 | m^2 |  |  |  | 10 | wt% |  |  | 3 | 21 |  | 50 | painted aluminum alloy | time before neutralization | 30 |  |  | 7.13 | LR | 0.2 | SD |  |  |  | 3 | [12 empty] | /cm^2
Sagripanti 2006 Virulent Spores Of Bacillus Anthracis And Other Bacillus Species Deposited On Solid Surfaces Have Similar Sensitivity To Chemical Decontamints. |  | Liquid Immersion | CFU | 1000000 |  |  | 25 | cm^2 | 0.0025 | m^2 |  |  |  | 10 | wt% |  |  | 3 | 21 |  | 50 | painted aluminum alloy | time before neutralization | 30 |  |  | 6.19 | LR | 0.36 | SD |  |  |  | 3 | [12 empty] | /cm^2
Sagripanti 2006 Virulent Spores Of Bacillus Anthracis And Other Bacillus Species Deposited On Solid Surfaces Have Similar Sensitivity To Chemical Decontamints. |  | Liquid Immersion | CFU | 1000000 |  |  | 25 | cm^2 | 0.0025 | m^2 |  |  |  | 10 | wt% |  |  | 3 | 21 |  | 50 | painted aluminum alloy | time before neutralization | 30 |  | > | 7.06 | LR | [5 empty] | 3 | [12 empty] | /cm^2 |  |  |  | 0 | 7.06
Sagripanti 2006 Virulent Spores Of Bacillus Anthracis And Other Bacillus Species Deposited On Solid Surfaces Have Similar Sensitivity To Chemical Decontamints. |  | Liquid Immersion | CFU | 1000000 |  |  | 25 | cm^2 | 0.0025 | m^2 |  |  |  | 10 | wt% |  |  | 3 | 21 |  | 50 | painted aluminum alloy | time before neutralization | 30 |  |  | 5.73 | LR | 0.27 | SD |  |  |  | 3 | [12 empty] | /cm^2
Sagripanti 2006 Virulent Spores Of Bacillus Anthracis And Other Bacillus Species Deposited On Solid Surfaces Have Similar Sensitivity To Chemical Decontamints. |  | Liquid Immersion | CFU | 1000000 |  |  | 25 | cm^2 | 0.0025 | m^2 |  |  |  | 10 | wt% |  |  | 3 | 21 |  | 50 | painted aluminum alloy | time before neutralization | 30 |  |  | 5.93 | LR | 0.48 | SD |  |  |  | 3 | [12 empty] | /cm^2
Sagripanti 2006 Virulent Spores Of Bacillus Anthracis And Other Bacillus Species Deposited On Solid Surfaces Have Similar Sensitivity To Chemical Decontamints. |  | Liquid Immersion | CFU | 1000000 |  |  | 25 | cm^2 | 0.0025 | m^2 |  |  |  | 10 | wt% |  |  | 3 | 21 |  | 50 | painted aluminum alloy | time before neutralization | 30 |  |  | 5.62 | LR | 0.09 | SD |  |  |  | 3 | [12 empty] | /cm^2
Sagripanti 2006 Virulent Spores Of Bacillus Anthracis And Other Bacillus Species Deposited On Solid Surfaces Have Similar Sensitivity To Chemical Decontamints. |  | Liquid Immersion | CFU | 1000000 |  |  | 25 | cm^2 | 0.0025 | m^2 |  |  |  | 10 | wt% |  |  | 3 | 21 |  | 50 | painted aluminum alloy | time before neutralization | 30 |  |  | 6.36 | LR | 0.04 | SD |  |  |  | 3 | [12 empty] | /cm^2
Sagripanti 2006 Virulent Spores Of Bacillus Anthracis And Other Bacillus Species Deposited On Solid Surfaces Have Similar Sensitivity To Chemical Decontamints. |  | Liquid Immersion | CFU | 1000000 |  |  | 25 | cm^2 | 0.0025 | m^2 |  |  |  | 10 | wt% |  |  | 3 | 21 |  | 50 | painted aluminum alloy | time before neutralization | 30 |  |  | 6.44 | LR | 0.24 | SD |  |  |  | 3 | [12 empty] | /cm^2
Sagripanti 2006 Virulent Spores Of Bacillus Anthracis And Other Bacillus Species Deposited On Solid Surfaces Have Similar Sensitivity To Chemical Decontamints. |  | Liquid Immersion | CFU | 1000000 |  |  | 25 | cm^2 | 0.0025 | m^2 |  |  |  | 10 | wt% |  |  | 3 | 21 |  | 50 | painted aluminum alloy | time before neutralization | 30 |  |  | 4.68 | LR | 0.56999999999999995 | SD |  |  |  | 3 | [12 empty] | /cm^2
Sagripanti 2006 Virulent Spores Of Bacillus Anthracis And Other Bacillus Species Deposited On Solid Surfaces Have Similar Sensitivity To Chemical Decontamints. |  | Liquid Immersion | CFU | 1000000 |  |  | 25 | cm^2 | 0.0025 | m^2 |  |  |  | 10 | wt% |  |  | 3 | 21 |  | 50 | painted aluminum alloy | time before neutralization | 30 |  |  | 6.34 | LR | 0.13 | SD |  |  |  | 3 | [12 empty] | /cm^2
Sagripanti 2006 Virulent Spores Of Bacillus Anthracis And Other Bacillus Species Deposited On Solid Surfaces Have Similar Sensitivity To Chemical Decontamints. |  | Liquid Immersion | CFU | 1000000 |  |  | 25 | cm^2 | 0.0025 | m^2 |  |  |  | 0.3 | wt% |  |  | 3 | 21 |  | 50 | silicone and butyl rubber blend | time before neutralization | 30 |  |  | 6.99 | LR | 0.17 | SD |  |  |  | 3 | [12 empty] | /cm^2
Sagripanti 2006 Virulent Spores Of Bacillus Anthracis And Other Bacillus Species Deposited On Solid Surfaces Have Similar Sensitivity To Chemical Decontamints. |  | Liquid Immersion | CFU | 1000000 |  |  | 25 | cm^2 | 0.0025 | m^2 |  |  |  | 0.3 | wt% |  |  | 3 | 21 |  | 50 | silicone and butyl rubber blend | time before neutralization | 30 |  |  | 7.41 | LR | 0.78 | SD |  |  |  | 3 | [12 empty] | /cm^2
Sagripanti 2006 Virulent Spores Of Bacillus Anthracis And Other Bacillus Species Deposited On Solid Surfaces Have Similar Sensitivity To Chemical Decontamints. |  | Liquid Immersion | CFU | 1000000 |  |  | 25 | cm^2 | 0.0025 | m^2 |  |  |  | 0.3 | wt% |  |  | 3 | 21 |  | 50 | silicone and butyl rubber blend | time before neutralization | 30 |  |  | 6.32 | LR | 0.6 | SD |  |  |  | 3 | [12 empty] | /cm^2
Sagripanti 2006 Virulent Spores Of Bacillus Anthracis And Other Bacillus Species Deposited On Solid Surfaces Have Similar Sensitivity To Chemical Decontamints. |  | Liquid Immersion | CFU | 1000000 |  |  | 25 | cm^2 | 0.0025 | m^2 |  |  |  | 0.3 | wt% |  |  | 3 | 21 |  | 50 | silicone and butyl rubber blend | time before neutralization | 30 |  | > | 7.67 | LR | [5 empty] | 3 | [12 empty] | /cm^2 |  |  |  | 0 | 7.67
Sagripanti 2006 Virulent Spores Of Bacillus Anthracis And Other Bacillus Species Deposited On Solid Surfaces Have Similar Sensitivity To Chemical Decontamints. |  | Liquid Immersion | CFU | 1000000 |  |  | 25 | cm^2 | 0.0025 | m^2 |  |  |  | 0.3 | wt% |  |  | 3 | 21 |  | 50 | silicone and butyl rubber blend | time before neutralization | 30 |  |  | 6.1 | LR | 0.93 | SD |  |  |  | 3 | [12 empty] | /cm^2
Sagripanti 2006 Virulent Spores Of Bacillus Anthracis And Other Bacillus Species Deposited On Solid Surfaces Have Similar Sensitivity To Chemical Decontamints. |  | Liquid Immersion | CFU | 1000000 |  |  | 25 | cm^2 | 0.0025 | m^2 |  |  |  | 0.3 | wt% |  |  | 3 | 21 |  | 50 | silicone and butyl rubber blend | time before neutralization | 30 |  |  | 5.94 | LR | 1.04 | SD |  |  |  | 3 | [12 empty] | /cm^2
Sagripanti 2006 Virulent Spores Of Bacillus Anthracis And Other Bacillus Species Deposited On Solid Surfaces Have Similar Sensitivity To Chemical Decontamints. |  | Liquid Immersion | CFU | 1000000 |  |  | 25 | cm^2 | 0.0025 | m^2 |  |  |  | 0.3 | wt% |  |  | 3 | 21 |  | 50 | silicone and butyl rubber blend | time before neutralization | 30 |  |  | 6.93 | LR | 0.32 | SD |  |  |  | 3 | [12 empty] | /cm^2
Sagripanti 2006 Virulent Spores Of Bacillus Anthracis And Other Bacillus Species Deposited On Solid Surfaces Have Similar Sensitivity To Chemical Decontamints. |  | Liquid Immersion | CFU | 1000000 |  |  | 25 | cm^2 | 0.0025 | m^2 |  |  |  | 0.3 | wt% |  |  | 3 | 21 |  | 50 | silicone and butyl rubber blend | time before neutralization | 30 |  |  | 7.05 | LR | 0.94 | SD |  |  |  | 3 | [12 empty] | /cm^2
Sagripanti 2006 Virulent Spores Of Bacillus Anthracis And Other Bacillus Species Deposited On Solid Surfaces Have Similar Sensitivity To Chemical Decontamints. |  | Liquid Immersion | CFU | 1000000 |  |  | 25 | cm^2 | 0.0025 | m^2 |  |  |  | 0.3 | wt% |  |  | 3 | 21 |  | 50 | silicone and butyl rubber blend | time before neutralization | 30 |  |  | 6.33 | LR | 0.38 | SD |  |  |  | 3 | [12 empty] | /cm^2
Sagripanti 2006 Virulent Spores Of Bacillus Anthracis And Other Bacillus Species Deposited On Solid Surfaces Have Similar Sensitivity To Chemical Decontamints. |  | Liquid Immersion | CFU | 1000000 |  |  | 25 | cm^2 | 0.0025 | m^2 |  |  |  | 0.3 | wt% |  |  | 3 | 21 |  | 50 | silicone and butyl rubber blend | time before neutralization | 30 |  | > | 6.87 | LR | [5 empty] | 3 | [12 empty] | /cm^2 |  |  |  | 0 | 6.87
Sagripanti 2006 Virulent Spores Of Bacillus Anthracis And Other Bacillus Species Deposited On Solid Surfaces Have Similar Sensitivity To Chemical Decontamints. |  | Liquid Immersion | CFU | 1000000 |  |  | 25 | cm^2 | 0.0025 | m^2 |  |  |  | 0.3 | wt% |  |  | 3 | 21 |  | 50 | silicone and butyl rubber blend | time before neutralization | 30 |  |  | 7.09 | LR | 0.18 | SD |  |  |  | 3 | [12 empty] | /cm^2
Sagripanti 2006 Virulent Spores Of Bacillus Anthracis And Other Bacillus Species Deposited On Solid Surfaces Have Similar Sensitivity To Chemical Decontamints. |  | Liquid Immersion | CFU | 1000000 |  |  | 25 | cm^2 | 0.0025 | m^2 |  |  |  | 0.3 | wt% |  |  | 3 | 21 |  | 50 | silicone and butyl rubber blend | time before neutralization | 30 |  |  | 6.3 | LR | 0.33 | SD |  |  |  | 3 | [12 empty] | /cm^2
Sagripanti 2006 Virulent Spores Of Bacillus Anthracis And Other Bacillus Species Deposited On Solid Surfaces Have Similar Sensitivity To Chemical Decontamints. |  | Liquid Immersion | CFU | 1000000 |  |  | 25 | cm^2 | 0.0025 | m^2 |  |  |  | 0.3 | wt% |  |  | 3 | 21 |  | 50 | silicone and butyl rubber blend | time before neutralization | 30 |  |  | 6.28 | LR | 0.37 | SD |  |  |  | 3 | [12 empty] | /cm^2
Sagripanti 2006 Virulent Spores Of Bacillus Anthracis And Other Bacillus Species Deposited On Solid Surfaces Have Similar Sensitivity To Chemical Decontamints. |  | Liquid Immersion | CFU | 1000000 |  |  | 25 | cm^2 | 0.0025 | m^2 |  |  |  | 0.3 | wt% |  |  | 3 | 21 |  | 50 | painted aluminum alloy | time before neutralization | 30 |  |  | 6.3 | LR | 0.23 | SD |  |  |  | 3 | [12 empty] | /cm^2
Sagripanti 2006 Virulent Spores Of Bacillus Anthracis And Other Bacillus Species Deposited On Solid Surfaces Have Similar Sensitivity To Chemical Decontamints. |  | Liquid Immersion | CFU | 1000000 |  |  | 25 | cm^2 | 0.0025 | m^2 |  |  |  | 0.3 | wt% |  |  | 3 | 21 |  | 50 | painted aluminum alloy | time before neutralization | 30 |  |  | 8.06 | LR | 0.01 | SD |  |  |  | 3 | [12 empty] | /cm^2
Sagripanti 2006 Virulent Spores Of Bacillus Anthracis And Other Bacillus Species Deposited On Solid Surfaces Have Similar Sensitivity To Chemical Decontamints. |  | Liquid Immersion | CFU | 1000000 |  |  | 25 | cm^2 | 0.0025 | m^2 |  |  |  | 0.3 | wt% |  |  | 3 | 21 |  | 50 | painted aluminum alloy | time before neutralization | 30 |  |  | 5.99 | LR | 0.77 | SD |  |  |  | 3 | [12 empty] | /cm^2
Sagripanti 2006 Virulent Spores Of Bacillus Anthracis And Other Bacillus Species Deposited On Solid Surfaces Have Similar Sensitivity To Chemical Decontamints. |  | Liquid Immersion | CFU | 1000000 |  |  | 25 | cm^2 | 0.0025 | m^2 |  |  |  | 0.3 | wt% |  |  | 3 | 21 |  | 50 | painted aluminum alloy | time before neutralization | 30 |  |  | 7.53 | LR | 0.4 | SD |  |  |  | 3 | [12 empty] | /cm^2
Sagripanti 2006 Virulent Spores Of Bacillus Anthracis And Other Bacillus Species Deposited On Solid Surfaces Have Similar Sensitivity To Chemical Decontamints. |  | Liquid Immersion | CFU | 1000000 |  |  | 25 | cm^2 | 0.0025 | m^2 |  |  |  | 0.3 | wt% |  |  | 3 | 21 |  | 50 | painted aluminum alloy | time before neutralization | 30 |  |  | 6.16 | LR | 0.88 | SD |  |  |  | 3 | [12 empty] | /cm^2
Sagripanti 2006 Virulent Spores Of Bacillus Anthracis And Other Bacillus Species Deposited On Solid Surfaces Have Similar Sensitivity To Chemical Decontamints. |  | Liquid Immersion | CFU | 1000000 |  |  | 25 | cm^2 | 0.0025 | m^2 |  |  |  | 0.3 | wt% |  |  | 3 | 21 |  | 50 | painted aluminum alloy | time before neutralization | 30 |  |  | 6.3 | LR | 0.97 | SD |  |  |  | 3 | [12 empty] | /cm^2
Sagripanti 2006 Virulent Spores Of Bacillus Anthracis And Other Bacillus Species Deposited On Solid Surfaces Have Similar Sensitivity To Chemical Decontamints. |  | Liquid Immersion | CFU | 1000000 |  |  | 25 | cm^2 | 0.0025 | m^2 |  |  |  | 0.3 | wt% |  |  | 3 | 21 |  | 50 | painted aluminum alloy | time before neutralization | 30 |  |  | 6.7 | LR | 0.49 | SD |  |  |  | 3 | [12 empty] | /cm^2
Sagripanti 2006 Virulent Spores Of Bacillus Anthracis And Other Bacillus Species Deposited On Solid Surfaces Have Similar Sensitivity To Chemical Decontamints. |  | Liquid Immersion | CFU | 1000000 |  |  | 25 | cm^2 | 0.0025 | m^2 |  |  |  | 0.3 | wt% |  |  | 3 | 21 |  | 50 | painted aluminum alloy | time before neutralization | 30 |  |  | 7.12 | LR | 0.08 | SD |  |  |  | 3 | [12 empty] | /cm^2
Sagripanti 2006 Virulent Spores Of Bacillus Anthracis And Other Bacillus Species Deposited On Solid Surfaces Have Similar Sensitivity To Chemical Decontamints. |  | Liquid Immersion | CFU | 1000000 |  |  | 25 | cm^2 | 0.0025 | m^2 |  |  |  | 0.3 | wt% |  |  | 3 | 21 |  | 50 | painted aluminum alloy | time before neutralization | 30 |  |  | 5.52 | LR | 0.09 | SD |  |  |  | 3 | [12 empty] | /cm^2
Sagripanti 2006 Virulent Spores Of Bacillus Anthracis And Other Bacillus Species Deposited On Solid Surfaces Have Similar Sensitivity To Chemical Decontamints. |  | Liquid Immersion | CFU | 1000000 |  |  | 25 | cm^2 | 0.0025 | m^2 |  |  |  | 0.3 | wt% |  |  | 3 | 21 |  | 50 | painted aluminum alloy | time before neutralization | 30 |  |  | 6.91 | LR | 7.0000000000000007E-2 | SD |  |  |  | 3 | [12 empty] | /cm^2
Sagripanti 2006 Virulent Spores Of Bacillus Anthracis And Other Bacillus Species Deposited On Solid Surfaces Have Similar Sensitivity To Chemical Decontamints. |  | Liquid Immersion | CFU | 1000000 |  |  | 25 | cm^2 | 0.0025 | m^2 |  |  |  | 0.3 | wt% |  |  | 3 | 21 |  | 50 | painted aluminum alloy | time before neutralization | 30 |  |  | 7.02 | LR | 0.72 | SD |  |  |  | 3 | [12 empty] | /cm^2
Sagripanti 2006 Virulent Spores Of Bacillus Anthracis And Other Bacillus Species Deposited On Solid Surfaces Have Similar Sensitivity To Chemical Decontamints. |  | Liquid Immersion | CFU | 1000000 |  |  | 25 | cm^2 | 0.0025 | m^2 |  |  |  | 0.3 | wt% |  |  | 3 | 21 |  | 50 | painted aluminum alloy | time before neutralization | 30 |  |  | 6.29 | LR | 0.23 | SD |  |  |  | 3 | [12 empty] | /cm^2
Sagripanti 2006 Virulent Spores Of Bacillus Anthracis And Other Bacillus Species Deposited On Solid Surfaces Have Similar Sensitivity To Chemical Decontamints. |  | Liquid Immersion | CFU | 1000000 |  |  | 25 | cm^2 | 0.0025 | m^2 |  |  |  | 0.3 | wt% |  |  | 3 | 21 |  | 50 | painted aluminum alloy | time before neutralization | 30 |  |  | 6.71 | LR | 0.23 | SD |  |  |  | 3 | [12 empty] | /cm^2
Sagripanti 2006 Virulent Spores Of Bacillus Anthracis And Other Bacillus Species Deposited On Solid Surfaces Have Similar Sensitivity To Chemical Decontamints. |  | Liquid Immersion | CFU | 1000000 |  |  | 25 | cm^2 | 0.0025 | m^2 | [7 empty] | 3 | 21 |  | 50 | silicone and butyl rubber blend | time before neutralization | 30 |  |  | 0.05 | LR | 0.16 | SD |  |  |  | 3 | [12 empty] | /cm^2
Sagripanti 2006 Virulent Spores Of Bacillus Anthracis And Other Bacillus Species Deposited On Solid Surfaces Have Similar Sensitivity To Chemical Decontamints. |  | Liquid Immersion | CFU | 1000000 |  |  | 25 | cm^2 | 0.0025 | m^2 | [7 empty] | 3 | 21 |  | 50 | silicone and butyl rubber blend | time before neutralization | 30 |  |  | 3.33 | LR | 0.03 | SD |  |  |  | 3 | [12 empty] | /cm^2
Sagripanti 2006 Virulent Spores Of Bacillus Anthracis And Other Bacillus Species Deposited On Solid Surfaces Have Similar Sensitivity To Chemical Decontamints. |  | Liquid Immersion | CFU | 1000000 |  |  | 25 | cm^2 | 0.0025 | m^2 | [7 empty] | 3 | 21 |  | 50 | silicone and butyl rubber blend | time before neutralization | 30 |  |  | 0.49 | LR | 0.22 | SD |  |  |  | 3 | [12 empty] | /cm^2
Sagripanti 2006 Virulent Spores Of Bacillus Anthracis And Other Bacillus Species Deposited On Solid Surfaces Have Similar Sensitivity To Chemical Decontamints. |  | Liquid Immersion | CFU | 1000000 |  |  | 25 | cm^2 | 0.0025 | m^2 | [7 empty] | 3 | 21 |  | 50 | silicone and butyl rubber blend | time before neutralization | 30 |  |  | 0.16 | LR | 0.1 | SD |  |  |  | 3 | [12 empty] | /cm^2
Sagripanti 2006 Virulent Spores Of Bacillus Anthracis And Other Bacillus Species Deposited On Solid Surfaces Have Similar Sensitivity To Chemical Decontamints. |  | Liquid Immersion | CFU | 1000000 |  |  | 25 | cm^2 | 0.0025 | m^2 | [7 empty] | 3 | 21 |  | 50 | silicone and butyl rubber blend | time before neutralization | 30 |  |  | 0.79 | LR | 0.16 | SD |  |  |  | 3 | [12 empty] | /cm^2
Sagripanti 2006 Virulent Spores Of Bacillus Anthracis And Other Bacillus Species Deposited On Solid Surfaces Have Similar Sensitivity To Chemical Decontamints. |  | Liquid Immersion | CFU | 1000000 |  |  | 25 | cm^2 | 0.0025 | m^2 | [7 empty] | 3 | 21 |  | 50 | silicone and butyl rubber blend | time before neutralization | 30 |  |  | 2.04 | LR | 0.35 | SD |  |  |  | 3 | [12 empty] | /cm^2
Sagripanti 2006 Virulent Spores Of Bacillus Anthracis And Other Bacillus Species Deposited On Solid Surfaces Have Similar Sensitivity To Chemical Decontamints. |  | Liquid Immersion | CFU | 1000000 |  |  | 25 | cm^2 | 0.0025 | m^2 | [7 empty] | 3 | 21 |  | 50 | silicone and butyl rubber blend | time before neutralization | 30 |  |  | 1.34 | LR | 0.04 | SD |  |  |  | 3 | [12 empty] | /cm^2
Sagripanti 2006 Virulent Spores Of Bacillus Anthracis And Other Bacillus Species Deposited On Solid Surfaces Have Similar Sensitivity To Chemical Decontamints. |  | Liquid Immersion | CFU | 1000000 |  |  | 25 | cm^2 | 0.0025 | m^2 | [7 empty] | 3 | 21 |  | 50 | silicone and butyl rubber blend | time before neutralization | 30 |  |  | 1.7 | LR | 0.12 | SD |  |  |  | 3 | [12 empty] | /cm^2
Sagripanti 2006 Virulent Spores Of Bacillus Anthracis And Other Bacillus Species Deposited On Solid Surfaces Have Similar Sensitivity To Chemical Decontamints. |  | Liquid Immersion | CFU | 1000000 |  |  | 25 | cm^2 | 0.0025 | m^2 | [7 empty] | 3 | 21 |  | 50 | silicone and butyl rubber blend | time before neutralization | 30 |  |  | 1.45 | LR | 0.06 | SD |  |  |  | 3 | [12 empty] | /cm^2
Sagripanti 2006 Virulent Spores Of Bacillus Anthracis And Other Bacillus Species Deposited On Solid Surfaces Have Similar Sensitivity To Chemical Decontamints. |  | Liquid Immersion | CFU | 1000000 |  |  | 25 | cm^2 | 0.0025 | m^2 | [7 empty] | 3 | 21 |  | 50 | silicone and butyl rubber blend | time before neutralization | 30 |  |  | 1.4 | LR | 0.56000000000000005 | SD |  |  |  | 3 | [12 empty] | /cm^2
Sagripanti 2006 Virulent Spores Of Bacillus Anthracis And Other Bacillus Species Deposited On Solid Surfaces Have Similar Sensitivity To Chemical Decontamints. |  | Liquid Immersion | CFU | 1000000 |  |  | 25 | cm^2 | 0.0025 | m^2 | [7 empty] | 3 | 21 |  | 50 | silicone and butyl rubber blend | time before neutralization | 30 |  |  | 0.09 | LR | 0.12 | SD |  |  |  | 3 | [12 empty] | /cm^2
Sagripanti 2006 Virulent Spores Of Bacillus Anthracis And Other Bacillus Species Deposited On Solid Surfaces Have Similar Sensitivity To Chemical Decontamints. |  | Liquid Immersion | CFU | 1000000 |  |  | 25 | cm^2 | 0.0025 | m^2 | [7 empty] | 3 | 21 |  | 50 | silicone and butyl rubber blend | time before neutralization | 30 |  |  | 1.9 | LR | 0.23 | SD |  |  |  | 3 | [12 empty] | /cm^2
Sagripanti 2006 Virulent Spores Of Bacillus Anthracis And Other Bacillus Species Deposited On Solid Surfaces Have Similar Sensitivity To Chemical Decontamints. |  | Liquid Immersion | CFU | 1000000 |  |  | 25 | cm^2 | 0.0025 | m^2 | [7 empty] | 3 | 21 |  | 50 | silicone and butyl rubber blend | time before neutralization | 30 |  |  | 1.97 | LR | 0.74 | SD |  |  |  | 3 | [12 empty] | /cm^2
Sagripanti 2006 Virulent Spores Of Bacillus Anthracis And Other Bacillus Species Deposited On Solid Surfaces Have Similar Sensitivity To Chemical Decontamints. |  | Liquid Immersion | CFU | 1000000 |  |  | 25 | cm^2 | 0.0025 | m^2 | [7 empty] | 3 | 21 |  | 50 | painted aluminum alloy | time before neutralization | 30 |  |  | 0.75 | LR | 0.36 | SD |  |  |  | 3 | [12 empty] | /cm^2
Sagripanti 2006 Virulent Spores Of Bacillus Anthracis And Other Bacillus Species Deposited On Solid Surfaces Have Similar Sensitivity To Chemical Decontamints. |  | Liquid Immersion | CFU | 1000000 |  |  | 25 | cm^2 | 0.0025 | m^2 | [7 empty] | 3 | 21 |  | 50 | painted aluminum alloy | time before neutralization | 30 |  |  | 3.9 | LR | 0.35 | SD |  |  |  | 3 | [12 empty] | /cm^2
Sagripanti 2006 Virulent Spores Of Bacillus Anthracis And Other Bacillus Species Deposited On Solid Surfaces Have Similar Sensitivity To Chemical Decontamints. |  | Liquid Immersion | CFU | 1000000 |  |  | 25 | cm^2 | 0.0025 | m^2 | [7 empty] | 3 | 21 |  | 50 | painted aluminum alloy | time before neutralization | 30 |  |  | 2.54 | LR | 7.0000000000000007E-2 | SD |  |  |  | 3 | [12 empty] | /cm^2
Sagripanti 2006 Virulent Spores Of Bacillus Anthracis And Other Bacillus Species Deposited On Solid Surfaces Have Similar Sensitivity To Chemical Decontamints. |  | Liquid Immersion | CFU | 1000000 |  |  | 25 | cm^2 | 0.0025 | m^2 | [7 empty] | 3 | 21 |  | 50 | painted aluminum alloy | time before neutralization | 30 |  |  | 0.22 | LR | 0.11 | SD |  |  |  | 3 | [12 empty] | /cm^2
Sagripanti 2006 Virulent Spores Of Bacillus Anthracis And Other Bacillus Species Deposited On Solid Surfaces Have Similar Sensitivity To Chemical Decontamints. |  | Liquid Immersion | CFU | 1000000 |  |  | 25 | cm^2 | 0.0025 | m^2 | [7 empty] | 3 | 21 |  | 50 | painted aluminum alloy | time before neutralization | 30 |  |  | 0.85 | LR | 0.16 | SD |  |  |  | 3 | [12 empty] | /cm^2
Sagripanti 2006 Virulent Spores Of Bacillus Anthracis And Other Bacillus Species Deposited On Solid Surfaces Have Similar Sensitivity To Chemical Decontamints. |  | Liquid Immersion | CFU | 1000000 |  |  | 25 | cm^2 | 0.0025 | m^2 | [7 empty] | 3 | 21 |  | 50 | painted aluminum alloy | time before neutralization | 30 |  |  | 1.75 | LR | 0.03 | SD |  |  |  | 3 | [12 empty] | /cm^2
Sagripanti 2006 Virulent Spores Of Bacillus Anthracis And Other Bacillus Species Deposited On Solid Surfaces Have Similar Sensitivity To Chemical Decontamints. |  | Liquid Immersion | CFU | 1000000 |  |  | 25 | cm^2 | 0.0025 | m^2 | [7 empty] | 3 | 21 |  | 50 | painted aluminum alloy | time before neutralization | 30 |  |  | 0.87 | LR | 0.03 | SD |  |  |  | 3 | [12 empty] | /cm^2
Sagripanti 2006 Virulent Spores Of Bacillus Anthracis And Other Bacillus Species Deposited On Solid Surfaces Have Similar Sensitivity To Chemical Decontamints. |  | Liquid Immersion | CFU | 1000000 |  |  | 25 | cm^2 | 0.0025 | m^2 | [7 empty] | 3 | 21 |  | 50 | painted aluminum alloy | time before neutralization | 30 |  |  | 0.78 | LR | 0.1 | SD |  |  |  | 3 | [12 empty] | /cm^2
Sagripanti 2006 Virulent Spores Of Bacillus Anthracis And Other Bacillus Species Deposited On Solid Surfaces Have Similar Sensitivity To Chemical Decontamints. |  | Liquid Immersion | CFU | 1000000 |  |  | 25 | cm^2 | 0.0025 | m^2 | [7 empty] | 3 | 21 |  | 50 | painted aluminum alloy | time before neutralization | 30 |  |  | 1.08 | LR | 0.04 | SD |  |  |  | 3 | [12 empty] | /cm^2
Sagripanti 2006 Virulent Spores Of Bacillus Anthracis And Other Bacillus Species Deposited On Solid Surfaces Have Similar Sensitivity To Chemical Decontamints. |  | Liquid Immersion | CFU | 1000000 |  |  | 25 | cm^2 | 0.0025 | m^2 | [7 empty] | 3 | 21 |  | 50 | painted aluminum alloy | time before neutralization | 30 |  |  | 1.16 | LR | 0.01 | SD |  |  |  | 3 | [12 empty] | /cm^2
Sagripanti 2006 Virulent Spores Of Bacillus Anthracis And Other Bacillus Species Deposited On Solid Surfaces Have Similar Sensitivity To Chemical Decontamints. |  | Liquid Immersion | CFU | 1000000 |  |  | 25 | cm^2 | 0.0025 | m^2 | [7 empty] | 3 | 21 |  | 50 | painted aluminum alloy | time before neutralization | 30 |  |  | 0.02 | LR | 0.08 | SD |  |  |  | 3 | [12 empty] | /cm^2
Sagripanti 2006 Virulent Spores Of Bacillus Anthracis And Other Bacillus Species Deposited On Solid Surfaces Have Similar Sensitivity To Chemical Decontamints. |  | Liquid Immersion | CFU | 1000000 |  |  | 25 | cm^2 | 0.0025 | m^2 | [7 empty] | 3 | 21 |  | 50 | painted aluminum alloy | time before neutralization | 30 |  |  | 1.57 | LR | 0.11 | SD |  |  |  | 3 | [12 empty] | /cm^2
Sagripanti 2006 Virulent Spores Of Bacillus Anthracis And Other Bacillus Species Deposited On Solid Surfaces Have Similar Sensitivity To Chemical Decontamints. |  | Liquid Immersion | CFU | 1000000 |  |  | 25 | cm^2 | 0.0025 | m^2 | [7 empty] | 3 | 21 |  | 50 | painted aluminum alloy | time before neutralization | 30 |  |  | 1.76 | LR | 0.22 | SD |  |  |  | 3 | [12 empty] | /cm^2
Sagripanti 2006 Virulent Spores Of Bacillus Anthracis And Other Bacillus Species Deposited On Solid Surfaces Have Similar Sensitivity To Chemical Decontamints. |  | Liquid Immersion | CFU | 1000000 |  |  | 25 | cm^2 | 0.0025 | m^2 | [7 empty] | 3 | 21 |  | 50 | silicone and butyl rubber blend | time before neutralization | 30 |  |  | 7.09 | LR | 0.01 | SD |  |  |  | 3 | [12 empty] | /cm^2
Sagripanti 2006 Virulent Spores Of Bacillus Anthracis And Other Bacillus Species Deposited On Solid Surfaces Have Similar Sensitivity To Chemical Decontamints. |  | Liquid Immersion | CFU | 1000000 |  |  | 25 | cm^2 | 0.0025 | m^2 | [7 empty] | 3 | 21 |  | 50 | silicone and butyl rubber blend | time before neutralization | 30 |  |  | 7.86 | LR | 0.02 | SD |  |  |  | 3 | [12 empty] | /cm^2
Sagripanti 2006 Virulent Spores Of Bacillus Anthracis And Other Bacillus Species Deposited On Solid Surfaces Have Similar Sensitivity To Chemical Decontamints. |  | Liquid Immersion | CFU | 1000000 |  |  | 25 | cm^2 | 0.0025 | m^2 | [7 empty] | 3 | 21 |  | 50 | silicone and butyl rubber blend | time before neutralization | 30 |  |  | 6.36 | LR | 0.44 | SD |  |  |  | 3 | [12 empty] | /cm^2
Sagripanti 2006 Virulent Spores Of Bacillus Anthracis And Other Bacillus Species Deposited On Solid Surfaces Have Similar Sensitivity To Chemical Decontamints. |  | Liquid Immersion | CFU | 1000000 |  |  | 25 | cm^2 | 0.0025 | m^2 | [7 empty] | 3 | 21 |  | 50 | silicone and butyl rubber blend | time before neutralization | 30 |  |  | 7.51 | LR | 0.27 | SD |  |  |  | 3 | [12 empty] | /cm^2
Sagripanti 2006 Virulent Spores Of Bacillus Anthracis And Other Bacillus Species Deposited On Solid Surfaces Have Similar Sensitivity To Chemical Decontamints. |  | Liquid Immersion | CFU | 1000000 |  |  | 25 | cm^2 | 0.0025 | m^2 | [7 empty] | 3 | 21 |  | 50 | silicone and butyl rubber blend | time before neutralization | 30 |  |  | 6.85 | LR | 0.3 | SD |  |  |  | 3 | [12 empty] | /cm^2
Sagripanti 2006 Virulent Spores Of Bacillus Anthracis And Other Bacillus Species Deposited On Solid Surfaces Have Similar Sensitivity To Chemical Decontamints. |  | Liquid Immersion | CFU | 1000000 |  |  | 25 | cm^2 | 0.0025 | m^2 | [7 empty] | 3 | 21 |  | 50 | silicone and butyl rubber blend | time before neutralization | 30 |  | > | 6.97 | LR | [5 empty] | 3 | [12 empty] | /cm^2 |  |  |  | 0 | 6.97
Sagripanti 2006 Virulent Spores Of Bacillus Anthracis And Other Bacillus Species Deposited On Solid Surfaces Have Similar Sensitivity To Chemical Decontamints. |  | Liquid Immersion | CFU | 1000000 |  |  | 25 | cm^2 | 0.0025 | m^2 | [7 empty] | 3 | 21 |  | 50 | silicone and butyl rubber blend | time before neutralization | 30 |  |  | 6.75 | LR | 0.21 | SD |  |  |  | 3 | [12 empty] | /cm^2
Sagripanti 2006 Virulent Spores Of Bacillus Anthracis And Other Bacillus Species Deposited On Solid Surfaces Have Similar Sensitivity To Chemical Decontamints. |  | Liquid Immersion | CFU | 1000000 |  |  | 25 | cm^2 | 0.0025 | m^2 | [7 empty] | 3 | 21 |  | 50 | silicone and butyl rubber blend | time before neutralization | 30 |  | > | 7.6 | LR | [5 empty] | 3 | [12 empty] | /cm^2 |  |  |  | 0 | 7.6
Sagripanti 2006 Virulent Spores Of Bacillus Anthracis And Other Bacillus Species Deposited On Solid Surfaces Have Similar Sensitivity To Chemical Decontamints. |  | Liquid Immersion | CFU | 1000000 |  |  | 25 | cm^2 | 0.0025 | m^2 | [7 empty] | 3 | 21 |  | 50 | silicone and butyl rubber blend | time before neutralization | 30 |  |  | 6.4 | LR | 0.28000000000000003 | SD |  |  |  | 3 | [12 empty] | /cm^2
Sagripanti 2006 Virulent Spores Of Bacillus Anthracis And Other Bacillus Species Deposited On Solid Surfaces Have Similar Sensitivity To Chemical Decontamints. |  | Liquid Immersion | CFU | 1000000 |  |  | 25 | cm^2 | 0.0025 | m^2 | [7 empty] | 3 | 21 |  | 50 | silicone and butyl rubber blend | time before neutralization | 30 |  |  | 6.7 | LR | 0.28000000000000003 | SD |  |  |  | 3 | [12 empty] | /cm^2
Sagripanti 2006 Virulent Spores Of Bacillus Anthracis And Other Bacillus Species Deposited On Solid Surfaces Have Similar Sensitivity To Chemical Decontamints. |  | Liquid Immersion | CFU | 1000000 |  |  | 25 | cm^2 | 0.0025 | m^2 | [7 empty] | 3 | 21 |  | 50 | silicone and butyl rubber blend | time before neutralization | 30 |  |  | 7.51 | LR | 0.24 | SD |  |  |  | 3 | [12 empty] | /cm^2
Sagripanti 2006 Virulent Spores Of Bacillus Anthracis And Other Bacillus Species Deposited On Solid Surfaces Have Similar Sensitivity To Chemical Decontamints. |  | Liquid Immersion | CFU | 1000000 |  |  | 25 | cm^2 | 0.0025 | m^2 | [7 empty] | 3 | 21 |  | 50 | silicone and butyl rubber blend | time before neutralization | 30 |  |  | 6.18 | LR | 0.06 | SD |  |  |  | 3 | [12 empty] | /cm^2
Sagripanti 2006 Virulent Spores Of Bacillus Anthracis And Other Bacillus Species Deposited On Solid Surfaces Have Similar Sensitivity To Chemical Decontamints. |  | Liquid Immersion | CFU | 1000000 |  |  | 25 | cm^2 | 0.0025 | m^2 | [7 empty] | 3 | 21 |  | 50 | silicone and butyl rubber blend | time before neutralization | 30 |  |  | 6.47 | LR | 0.74 | SD |  |  |  | 3 | [12 empty] | /cm^2
Sagripanti 2006 Virulent Spores Of Bacillus Anthracis And Other Bacillus Species Deposited On Solid Surfaces Have Similar Sensitivity To Chemical Decontamints. |  | Liquid Immersion | CFU | 1000000 |  |  | 25 | cm^2 | 0.0025 | m^2 | [7 empty] | 3 | 21 |  | 50 | painted aluminum alloy | time before neutralization | 30 |  |  | 6.5 | LR | 0.25 | SD |  |  |  | 3 | [12 empty] | /cm^2
Sagripanti 2006 Virulent Spores Of Bacillus Anthracis And Other Bacillus Species Deposited On Solid Surfaces Have Similar Sensitivity To Chemical Decontamints. |  | Liquid Immersion | CFU | 1000000 |  |  | 25 | cm^2 | 0.0025 | m^2 | [7 empty] | 3 | 21 |  | 50 | painted aluminum alloy | time before neutralization | 30 |  |  | 8.06 | LR | 0.01 | SD |  |  |  | 3 | [12 empty] | /cm^2
Sagripanti 2006 Virulent Spores Of Bacillus Anthracis And Other Bacillus Species Deposited On Solid Surfaces Have Similar Sensitivity To Chemical Decontamints. |  | Liquid Immersion | CFU | 1000000 |  |  | 25 | cm^2 | 0.0025 | m^2 | [7 empty] | 3 | 21 |  | 50 | painted aluminum alloy | time before neutralization | 30 |  |  | 6.77 | LR | 0.17 | SD |  |  |  | 3 | [12 empty] | /cm^2
Sagripanti 2006 Virulent Spores Of Bacillus Anthracis And Other Bacillus Species Deposited On Solid Surfaces Have Similar Sensitivity To Chemical Decontamints. |  | Liquid Immersion | CFU | 1000000 |  |  | 25 | cm^2 | 0.0025 | m^2 | [7 empty] | 3 | 21 |  | 50 | painted aluminum alloy | time before neutralization | 30 |  |  | 5.55 | LR | 0.13 | SD |  |  |  | 3 | [12 empty] | /cm^2
Sagripanti 2006 Virulent Spores Of Bacillus Anthracis And Other Bacillus Species Deposited On Solid Surfaces Have Similar Sensitivity To Chemical Decontamints. |  | Liquid Immersion | CFU | 1000000 |  |  | 25 | cm^2 | 0.0025 | m^2 | [7 empty] | 3 | 21 |  | 50 | painted aluminum alloy | time before neutralization | 30 |  |  | 6.91 | LR | 0.24 | SD |  |  |  | 3 | [12 empty] | /cm^2
Sagripanti 2006 Virulent Spores Of Bacillus Anthracis And Other Bacillus Species Deposited On Solid Surfaces Have Similar Sensitivity To Chemical Decontamints. |  | Liquid Immersion | CFU | 1000000 |  |  | 25 | cm^2 | 0.0025 | m^2 | [7 empty] | 3 | 21 |  | 50 | painted aluminum alloy | time before neutralization | 30 |  | > | 7.06 | LR | [5 empty] | 3 | [12 empty] | /cm^2 |  |  |  | 0 | 7.06
Sagripanti 2006 Virulent Spores Of Bacillus Anthracis And Other Bacillus Species Deposited On Solid Surfaces Have Similar Sensitivity To Chemical Decontamints. |  | Liquid Immersion | CFU | 1000000 |  |  | 25 | cm^2 | 0.0025 | m^2 | [7 empty] | 3 | 21 |  | 50 | painted aluminum alloy | time before neutralization | 30 |  |  | 5.92 | LR | 0.03 | SD |  |  |  | 3 | [12 empty] | /cm^2
Sagripanti 2006 Virulent Spores Of Bacillus Anthracis And Other Bacillus Species Deposited On Solid Surfaces Have Similar Sensitivity To Chemical Decontamints. |  | Liquid Immersion | CFU | 1000000 |  |  | 25 | cm^2 | 0.0025 | m^2 | [7 empty] | 3 | 21 |  | 50 | painted aluminum alloy | time before neutralization | 30 |  | > | 8.05 | LR | [5 empty] | 3 | [12 empty] | /cm^2 |  |  |  | 0 | 8.05
Sagripanti 2006 Virulent Spores Of Bacillus Anthracis And Other Bacillus Species Deposited On Solid Surfaces Have Similar Sensitivity To Chemical Decontamints. |  | Liquid Immersion | CFU | 1000000 |  |  | 25 | cm^2 | 0.0025 | m^2 | [7 empty] | 3 | 21 |  | 50 | painted aluminum alloy | time before neutralization | 30 |  |  | 5.8 | LR | 1.06 | SD |  |  |  | 3 | [12 empty] | /cm^2
Sagripanti 2006 Virulent Spores Of Bacillus Anthracis And Other Bacillus Species Deposited On Solid Surfaces Have Similar Sensitivity To Chemical Decontamints. |  | Liquid Immersion | CFU | 1000000 |  |  | 25 | cm^2 | 0.0025 | m^2 | [7 empty] | 3 | 21 |  | 50 | painted aluminum alloy | time before neutralization | 30 |  |  | 7.17 | LR | 0.54 | SD |  |  |  | 3 | [12 empty] | /cm^2
Sagripanti 2006 Virulent Spores Of Bacillus Anthracis And Other Bacillus Species Deposited On Solid Surfaces Have Similar Sensitivity To Chemical Decontamints. |  | Liquid Immersion | CFU | 1000000 |  |  | 25 | cm^2 | 0.0025 | m^2 | [7 empty] | 3 | 21 |  | 50 | painted aluminum alloy | time before neutralization | 30 |  |  | 6.71 | LR | 0.28000000000000003 | SD |  |  |  | 3 | [12 empty] | /cm^2
Sagripanti 2006 Virulent Spores Of Bacillus Anthracis And Other Bacillus Species Deposited On Solid Surfaces Have Similar Sensitivity To Chemical Decontamints. |  | Liquid Immersion | CFU | 1000000 |  |  | 25 | cm^2 | 0.0025 | m^2 | [7 empty] | 3 | 21 |  | 50 | painted aluminum alloy | time before neutralization | 30 |  |  | 5.73 | LR | 0.74 | SD |  |  |  | 3 | [12 empty] | /cm^2
Sagripanti 2006 Virulent Spores Of Bacillus Anthracis And Other Bacillus Species Deposited On Solid Surfaces Have Similar Sensitivity To Chemical Decontamints. |  | Liquid Immersion | CFU | 1000000 |  |  | 25 | cm^2 | 0.0025 | m^2 | [7 empty] | 3 | 21 |  | 50 | painted aluminum alloy | time before neutralization | 30 |  |  | 6.52 | LR | 0.22 | SD |  |  |  | 3 | [12 empty] | /cm^2
USEPA 2010 Determining the Efficacy of Liquids and Fumigants in Systematic Decontamition Studies for Bacillus anthracis Using Multiple Test Methods |  | Liquid Immersion | CFU | 1000000 | [9 empty] | 2 | wt% |  |  | 2 | 20 |  | 50 | porcelain penicylinder | time before neutralization | 60 |  |  | 1 | QualPos |  | SD |  |  | 6.59 | 30 | [10 empty] | smooth tile |  | /cm^2 |  |  |  | 1 | 6.59
USEPA 2010 Determining the Efficacy of Liquids and Fumigants in Systematic Decontamition Studies for Bacillus anthracis Using Multiple Test Methods |  | Liquid Immersion | CFU | 1000000 | [9 empty] | 2 | wt% |  |  | 2 | 20 |  | 50 | porcelain penicylinder | time before neutralization | 60 |  |  | 0 | QualPos |  | SD |  |  | 6.65 | 30 | [10 empty] | smooth tile |  | /cm^2 |  |  |  | 0 | 6.65
USEPA 2010 Determining the Efficacy of Liquids and Fumigants in Systematic Decontamition Studies for Bacillus anthracis Using Multiple Test Methods |  | Liquid Immersion | CFU | 1000000 | [9 empty] | 2 | wt% |  |  | 2 | 20 |  | 50 | porcelain penicylinder | time before neutralization | 10 |  |  | 4 | QualPos |  | SD |  |  | 6.59 | 30 | [10 empty] | smooth tile |  | /cm^2 |  |  |  | 4 | 6.59
USEPA 2010 Determining the Efficacy of Liquids and Fumigants in Systematic Decontamition Studies for Bacillus anthracis Using Multiple Test Methods |  | Liquid Immersion | CFU | 1000000 | [9 empty] | 2 | wt% |  |  | 2 | 20 |  | 50 | porcelain penicylinder | time before neutralization | 10 |  |  | 2 | QualPos |  | SD |  |  | 6.65 | 30 | [10 empty] | smooth tile |  | /cm^2 |  |  |  | 2 | 6.65
USEPA 2010 Determining the Efficacy of Liquids and Fumigants in Systematic Decontamition Studies for Bacillus anthracis Using Multiple Test Methods |  | Liquid Immersion | CFU | 1000000 | [9 empty] | 2 | wt% |  |  | 2 | 20 |  | 50 | Suture Loop | time before neutralization | 60 |  |  | 0 | QualPos |  | SD |  |  | 6.59 | 30 | [12 empty] | /cm^2 |  |  |  | 0 | 6.59
USEPA 2010 Determining the Efficacy of Liquids and Fumigants in Systematic Decontamition Studies for Bacillus anthracis Using Multiple Test Methods |  | Liquid Immersion | CFU | 1000000 | [9 empty] | 2 | wt% |  |  | 2 | 20 |  | 50 | Suture Loop | time before neutralization | 60 |  |  | 1 | QualPos |  | SD |  |  | 5.9 | 30 | [12 empty] | /cm^2 |  |  |  | 1 | 5.9
USEPA 2010 Determining the Efficacy of Liquids and Fumigants in Systematic Decontamition Studies for Bacillus anthracis Using Multiple Test Methods |  | Liquid Immersion | CFU | 1000000 | [9 empty] | 2 | wt% |  |  | 2 | 20 |  | 50 | Suture Loop | time before neutralization | 10 |  |  | 30 | QualPos |  | SD |  |  | 6.59 | 30 | [12 empty] | /cm^2 |  |  |  | 30 | 6.59
USEPA 2010 Determining the Efficacy of Liquids and Fumigants in Systematic Decontamition Studies for Bacillus anthracis Using Multiple Test Methods |  | Liquid Immersion | CFU | 1000000 | [9 empty] | 2 | wt% |  |  | 2 | 20 |  | 50 | Suture Loop | time before neutralization | 10 |  |  | 30 | QualPos |  | SD |  |  | 5.9 | 30 | [12 empty] | /cm^2 |  |  |  | 30 | 5.9
USEPA 2010 Determining the Efficacy of Liquids and Fumigants in Systematic Decontamition Studies for Bacillus anthracis Using Multiple Test Methods |  | Liquid Immersion | CFU/mL | 1000000 |  |  | 0.25 | cm^2 | 2.5e-05 | m^2 |  |  |  | 2 | wt% |  |  | 2 | 20 |  | 50 | Glass AOAC 2008.05 | time before neutralization | 60 |  |  | 5.7 | LR |  | SD |  |  |  | 3 | [10 empty] | glass |  | /cm^2
USEPA 2010 Determining the Efficacy of Liquids and Fumigants in Systematic Decontamition Studies for Bacillus anthracis Using Multiple Test Methods |  | Liquid Immersion | CFU/mL | 1000000 |  |  | 0.25 | cm^2 | 2.5e-05 | m^2 |  |  |  | 2 | wt% |  |  | 2 | 20 |  | 50 | Glass AOAC 2008.05 | time before neutralization | 60 |  |  | 5.1 | LR |  | SD |  |  |  | 3 | [10 empty] | glass |  | /cm^2
USEPA 2010 Determining the Efficacy of Liquids and Fumigants in Systematic Decontamition Studies for Bacillus anthracis Using Multiple Test Methods |  | Liquid Immersion | CFU/mL | 1000000 |  |  | 0.25 | cm^2 | 2.5e-05 | m^2 |  |  |  | 2 | wt% |  |  | 2 | 20 |  | 50 | Glass AOAC 2008.05 | time before neutralization | 60 |  | ≥ | 6.2 | LR | [5 empty] | 3 | [10 empty] | glass |  | /cm^2 |  |  |  | 0 | 6.2
USEPA 2010 Determining the Efficacy of Liquids and Fumigants in Systematic Decontamition Studies for Bacillus anthracis Using Multiple Test Methods |  | Liquid Immersion | CFU/mL | 1000000 |  |  | 0.25 | cm^2 | 2.5e-05 | m^2 |  |  |  | 2 | wt% |  |  | 2 | 20 |  | 50 | Glass AOAC 2008.05 | time before neutralization | 60 |  | ≥ | 6 | LR | [5 empty] | 3 | [10 empty] | glass |  | /cm^2 |  |  |  | 0 | 6
USEPA 2010 Determining the Efficacy of Liquids and Fumigants in Systematic Decontamition Studies for Bacillus anthracis Using Multiple Test Methods |  | Liquid Immersion | CFU/mL | 1000000 |  |  | 0.25 | cm^2 | 2.5e-05 | m^2 |  |  |  | 2 | wt% |  |  | 2 | 20 |  | 50 | Glass AOAC 2008.05 | time before neutralization | 10 |  |  | 4.2 | LR |  | SD |  |  |  | 3 | [10 empty] | glass |  | /cm^2
USEPA 2010 Determining the Efficacy of Liquids and Fumigants in Systematic Decontamition Studies for Bacillus anthracis Using Multiple Test Methods |  | Liquid Immersion | CFU/mL | 1000000 |  |  | 0.25 | cm^2 | 2.5e-05 | m^2 |  |  |  | 2 | wt% |  |  | 2 | 20 |  | 50 | Glass AOAC 2008.05 | time before neutralization | 10 |  |  | 5.3 | LR |  | SD |  |  |  | 3 | [10 empty] | glass |  | /cm^2
USEPA 2010 Determining the Efficacy of Liquids and Fumigants in Systematic Decontamition Studies for Bacillus anthracis Using Multiple Test Methods |  | Liquid Immersion | CFU/mL | 1000000 |  |  | 0.25 | cm^2 | 2.5e-05 | m^2 |  |  |  | 2 | wt% |  |  | 2 | 20 |  | 50 | Glass AOAC 2008.05 | time before neutralization | 10 |  | ≥ | 6.2 | LR | [5 empty] | 3 | [10 empty] | glass |  | /cm^2 |  |  |  | 0 | 6.2
USEPA 2010 Determining the Efficacy of Liquids and Fumigants in Systematic Decontamition Studies for Bacillus anthracis Using Multiple Test Methods |  | Liquid Immersion | CFU/mL | 1000000 |  |  | 0.25 | cm^2 | 2.5e-05 | m^2 |  |  |  | 2 | wt% |  |  | 2 | 20 |  | 50 | Glass AOAC 2008.05 | time before neutralization | 10 |  |  | 6.1 | LR |  | SD |  |  |  | 3 | [10 empty] | glass |  | /cm^2
USEPA 2010 Determining the Efficacy of Liquids and Fumigants in Systematic Decontamition Studies for Bacillus anthracis Using Multiple Test Methods |  | Liquid Immersion | CFU | 1000000 |  |  | 14.25 | cm^2 | 0.001425 | m^2 |  |  |  | 2 | wt% |  |  | 2 | 20 |  | 50 | Carpet | time before neutralization | 60 |  | ≥ | 7.1 | LR | [5 empty] | 5 | [10 empty] | carpet |  | /cm^2 |  |  |  | 0 | 7.1
USEPA 2010 Determining the Efficacy of Liquids and Fumigants in Systematic Decontamition Studies for Bacillus anthracis Using Multiple Test Methods |  | Liquid Immersion | CFU | 1000000 |  |  | 14.25 | cm^2 | 0.001425 | m^2 |  |  |  | 2 | wt% |  |  | 2 | 20 |  | 50 | Carpet | time before neutralization | 60 |  | ≥ | 7.1 | LR | [5 empty] | 5 | [10 empty] | carpet |  | /cm^2 |  |  |  | 0 | 7.1
USEPA 2010 Determining the Efficacy of Liquids and Fumigants in Systematic Decontamition Studies for Bacillus anthracis Using Multiple Test Methods |  | Liquid Immersion | CFU | 1000000 |  |  | 14.25 | cm^2 | 0.001425 | m^2 |  |  |  | 2 | wt% |  |  | 2 | 20 |  | 50 | Carpet | time before neutralization | 10 |  | ≥ | 7.1 | LR | [5 empty] | 5 | [10 empty] | carpet |  | /cm^2 |  |  |  | 0 | 7.1
USEPA 2010 Determining the Efficacy of Liquids and Fumigants in Systematic Decontamition Studies for Bacillus anthracis Using Multiple Test Methods |  | Liquid Immersion | CFU | 1000000 |  |  | 14.25 | cm^2 | 0.001425 | m^2 |  |  |  | 2 | wt% |  |  | 2 | 20 |  | 50 | Carpet | time before neutralization | 10 |  | ≥ | 7.1 | LR | [5 empty] | 5 | [10 empty] | carpet |  | /cm^2 |  |  |  | 0 | 7.1
USEPA 2010 Determining the Efficacy of Liquids and Fumigants in Systematic Decontamition Studies for Bacillus anthracis Using Multiple Test Methods |  | Liquid Immersion | CFU | 1000000 |  |  | 14.25 | cm^2 | 0.001425 | m^2 |  |  |  | 2 | wt% |  |  | 2 | 20 |  | 50 | Galvanized Metal | time before neutralization | 60 |  |  | 6.8 | LR | 0.7 | SD |  |  |  | 5 | [10 empty] | steel |  | /cm^2
USEPA 2010 Determining the Efficacy of Liquids and Fumigants in Systematic Decontamition Studies for Bacillus anthracis Using Multiple Test Methods |  | Liquid Immersion | CFU | 1000000 |  |  | 14.25 | cm^2 | 0.001425 | m^2 |  |  |  | 2 | wt% |  |  | 2 | 20 |  | 50 | Galvanized Metal | time before neutralization | 60 |  | ≥ | 6.9 | LR | [5 empty] | 5 | [10 empty] | steel |  | /cm^2 |  |  |  | 0 | 6.9
USEPA 2010 Determining the Efficacy of Liquids and Fumigants in Systematic Decontamition Studies for Bacillus anthracis Using Multiple Test Methods |  | Liquid Immersion | CFU | 1000000 |  |  | 14.25 | cm^2 | 0.001425 | m^2 |  |  |  | 2 | wt% |  |  | 2 | 20 |  | 50 | Galvanized Metal | time before neutralization | 10 |  | ≥ | 7.1 | LR | [5 empty] | 5 | [10 empty] | steel |  | /cm^2 |  |  |  | 0 | 7.1
USEPA 2010 Determining the Efficacy of Liquids and Fumigants in Systematic Decontamition Studies for Bacillus anthracis Using Multiple Test Methods |  | Liquid Immersion | CFU | 1000000 |  |  | 14.25 | cm^2 | 0.001425 | m^2 |  |  |  | 2 | wt% |  |  | 2 | 20 |  | 50 | Galvanized Metal | time before neutralization | 10 |  | ≥ | 6.9 | LR | [5 empty] | 5 | [10 empty] | steel |  | /cm^2 |  |  |  | 0 | 6.9
USEPA 2010 Determining the Efficacy of Liquids and Fumigants in Systematic Decontamition Studies for Bacillus anthracis Using Multiple Test Methods |  | Liquid Immersion | CFU | 1000000 |  |  | 0.25 | cm^2 | 2.5e-05 | m^2 |  |  |  | 2 | wt% |  |  | 2 | 20 |  | 50 | Glass | time before neutralization | 60 |  | ≥ | 7.1 | LR | [5 empty] | 5 | [10 empty] | glass |  | /cm^2 |  |  |  | 0 | 7.1
USEPA 2010 Determining the Efficacy of Liquids and Fumigants in Systematic Decontamition Studies for Bacillus anthracis Using Multiple Test Methods |  | Liquid Immersion | CFU | 1000000 |  |  | 0.25 | cm^2 | 2.5e-05 | m^2 |  |  |  | 2 | wt% |  |  | 2 | 20 |  | 50 | Glass | time before neutralization | 60 |  | ≥ | 6.9 | LR | [5 empty] | 5 | [10 empty] | glass |  | /cm^2 |  |  |  | 0 | 6.9
USEPA 2010 Determining the Efficacy of Liquids and Fumigants in Systematic Decontamition Studies for Bacillus anthracis Using Multiple Test Methods |  | Liquid Immersion | CFU | 1000000 |  |  | 0.25 | cm^2 | 2.5e-05 | m^2 |  |  |  | 2 | wt% |  |  | 2 | 20 |  | 50 | Glass | time before neutralization | 10 |  |  | 6.7 | LR | 0.9 | SD |  |  |  | 5 | [10 empty] | glass |  | /cm^2
USEPA 2010 Determining the Efficacy of Liquids and Fumigants in Systematic Decontamition Studies for Bacillus anthracis Using Multiple Test Methods |  | Liquid Immersion | CFU | 1000000 |  |  | 0.25 | cm^2 | 2.5e-05 | m^2 |  |  |  | 2 | wt% |  |  | 2 | 20 |  | 50 | Glass | time before neutralization | 10 |  | ≥ | 6.9 | LR | [5 empty] | 5 | [10 empty] | glass |  | /cm^2 |  |  |  | 0 | 6.9
USEPA 2010 Determining the Efficacy of Liquids and Fumigants in Systematic Decontamition Studies for Bacillus anthracis Using Multiple Test Methods |  | Liquid Immersion | CFU | 1000000 | [9 empty] | 1 | wt% |  |  | 2 | 20 |  | 50 | Porcelain Penicylinder | time before neutralization | 30 |  |  | 3 | QualPos |  | SD |  |  | 6.08 | 30 | [10 empty] | smooth tile |  | /cm^2 |  |  |  | 3 | 6.08
USEPA 2010 Determining the Efficacy of Liquids and Fumigants in Systematic Decontamition Studies for Bacillus anthracis Using Multiple Test Methods |  | Liquid Immersion | CFU | 1000000 | [9 empty] | 1 | wt% |  |  | 2 | 20 |  | 50 | Porcelain Penicylinder | time before neutralization | 30 |  |  | 0 | QualPos |  | SD |  |  | 6.11 | 30 | [10 empty] | smooth tile |  | /cm^2 |  |  |  | 0 | 6.11
USEPA 2010 Determining the Efficacy of Liquids and Fumigants in Systematic Decontamition Studies for Bacillus anthracis Using Multiple Test Methods |  | Liquid Immersion | CFU | 1000000 | [9 empty] | 1 | wt% |  |  | 2 | 20 |  | 50 | Porcelain Penicylinder | time before neutralization | 30 |  |  | 0 | QualPos |  | SD |  |  | 5.71 | 30 | [10 empty] | smooth tile |  | /cm^2 |  |  |  | 0 | 5.71
USEPA 2010 Determining the Efficacy of Liquids and Fumigants in Systematic Decontamition Studies for Bacillus anthracis Using Multiple Test Methods |  | Liquid Immersion | CFU | 1000000 | [9 empty] | 1 | wt% |  |  | 2 | 20 |  | 50 | Porcelain Penicylinder | time before neutralization | 30 |  |  | 0 | QualPos |  | SD |  |  | 5.71 | 30 | [10 empty] | smooth tile |  | /cm^2 |  |  |  | 0 | 5.71
USEPA 2010 Determining the Efficacy of Liquids and Fumigants in Systematic Decontamition Studies for Bacillus anthracis Using Multiple Test Methods |  | Liquid Immersion | CFU | 1000000 | [9 empty] | 1 | wt% |  |  | 2 | 20 |  | 50 | Porcelain Penicylinder | time before neutralization | 10 |  |  | 5 | QualPos |  | SD |  |  | 6.08 | 30 | [10 empty] | smooth tile |  | /cm^2 |  |  |  | 5 | 6.08
USEPA 2010 Determining the Efficacy of Liquids and Fumigants in Systematic Decontamition Studies for Bacillus anthracis Using Multiple Test Methods |  | Liquid Immersion | CFU | 1000000 | [9 empty] | 1 | wt% |  |  | 2 | 20 |  | 50 | Porcelain Penicylinder | time before neutralization | 10 |  |  | 15 | QualPos |  | SD |  |  | 6.11 | 30 | [10 empty] | smooth tile |  | /cm^2 |  |  |  | 15 | 6.11
USEPA 2010 Determining the Efficacy of Liquids and Fumigants in Systematic Decontamition Studies for Bacillus anthracis Using Multiple Test Methods |  | Liquid Immersion | CFU | 1000000 | [9 empty] | 1 | wt% |  |  | 2 | 20 |  | 50 | Porcelain Penicylinder | time before neutralization | 10 |  |  | 0 | QualPos |  | SD |  |  | 5.71 | 30 | [10 empty] | smooth tile |  | /cm^2 |  |  |  | 0 | 5.71
USEPA 2010 Determining the Efficacy of Liquids and Fumigants in Systematic Decontamition Studies for Bacillus anthracis Using Multiple Test Methods |  | Liquid Immersion | CFU | 1000000 | [9 empty] | 1 | wt% |  |  | 2 | 20 |  | 50 | Porcelain Penicylinder | time before neutralization | 10 |  |  | 1 | QualPos |  | SD |  |  | 5.71 | 30 | [10 empty] | smooth tile |  | /cm^2 |  |  |  | 1 | 5.71
USEPA 2010 Determining the Efficacy of Liquids and Fumigants in Systematic Decontamition Studies for Bacillus anthracis Using Multiple Test Methods |  | Liquid Immersion | CFU | 1000000 | [9 empty] | 1 | wt% |  |  | 2 | 20 |  | 50 | Suture Loop | time before neutralization | 30 |  |  | 26 | QualPos |  | SD |  |  | 6.11 | 30 | [12 empty] | /cm^2 |  |  |  | 26 | 6.11
USEPA 2010 Determining the Efficacy of Liquids and Fumigants in Systematic Decontamition Studies for Bacillus anthracis Using Multiple Test Methods |  | Liquid Immersion | CFU | 1000000 | [9 empty] | 1 | wt% |  |  | 2 | 20 |  | 50 | Suture Loop | time before neutralization | 30 |  |  | 27 | QualPos |  | SD |  |  | 6.11 | 30 | [12 empty] | /cm^2 |  |  |  | 27 | 6.11
USEPA 2010 Determining the Efficacy of Liquids and Fumigants in Systematic Decontamition Studies for Bacillus anthracis Using Multiple Test Methods |  | Liquid Immersion | CFU | 1000000 | [9 empty] | 1 | wt% |  |  | 2 | 20 |  | 50 | Suture Loop | time before neutralization | 30 |  |  | 17 | QualPos |  | SD |  |  | 6.59 | 30 | [12 empty] | /cm^2 |  |  |  | 17 | 6.59
USEPA 2010 Determining the Efficacy of Liquids and Fumigants in Systematic Decontamition Studies for Bacillus anthracis Using Multiple Test Methods |  | Liquid Immersion | CFU | 1000000 | [9 empty] | 1 | wt% |  |  | 2 | 20 |  | 50 | Suture Loop | time before neutralization | 30 |  |  | 16 | QualPos |  | SD |  |  | 6.59 | 30 | [12 empty] | /cm^2 |  |  |  | 16 | 6.59
USEPA 2010 Determining the Efficacy of Liquids and Fumigants in Systematic Decontamition Studies for Bacillus anthracis Using Multiple Test Methods |  | Liquid Immersion | CFU | 1000000 | [9 empty] | 1 | wt% |  |  | 2 | 20 |  | 50 | Suture Loop | time before neutralization | 10 |  |  | 30 | QualPos |  | SD |  |  | 6.11 | 30 | [12 empty] | /cm^2 |  |  |  | 30 | 6.11
USEPA 2010 Determining the Efficacy of Liquids and Fumigants in Systematic Decontamition Studies for Bacillus anthracis Using Multiple Test Methods |  | Liquid Immersion | CFU | 1000000 | [9 empty] | 1 | wt% |  |  | 2 | 20 |  | 50 | Suture Loop | time before neutralization | 10 |  |  | 30 | QualPos |  | SD |  |  | 6.11 | 30 | [12 empty] | /cm^2 |  |  |  | 30 | 6.11
USEPA 2010 Determining the Efficacy of Liquids and Fumigants in Systematic Decontamition Studies for Bacillus anthracis Using Multiple Test Methods |  | Liquid Immersion | CFU | 1000000 | [9 empty] | 1 | wt% |  |  | 2 | 20 |  | 50 | Suture Loop | time before neutralization | 10 |  |  | 30 | QualPos |  | SD |  |  | 6.59 | 30 | [12 empty] | /cm^2 |  |  |  | 30 | 6.59
USEPA 2010 Determining the Efficacy of Liquids and Fumigants in Systematic Decontamition Studies for Bacillus anthracis Using Multiple Test Methods |  | Liquid Immersion | CFU | 1000000 | [9 empty] | 1 | wt% |  |  | 2 | 20 |  | 50 | Suture Loop | time before neutralization | 10 |  |  | 30 | QualPos |  | SD |  |  | 6.59 | 30 | [12 empty] | /cm^2 |  |  |  | 30 | 6.59
USEPA 2010 Determining the Efficacy of Liquids and Fumigants in Systematic Decontamition Studies for Bacillus anthracis Using Multiple Test Methods |  | Liquid Immersion | CFU/mL | 20000000 |  |  | 0.25 | cm^2 | 2.5e-05 | m^2 |  |  |  | 1 | wt% |  |  | 2 | 20 |  | 50 | Glass AOAC 2008.05 | time before neutralization | 30 |  | ≥ | 5.9 | LR | [5 empty] | 3 | [10 empty] | glass |  | /cm^2 |  |  |  | 0 | 5.9
USEPA 2010 Determining the Efficacy of Liquids and Fumigants in Systematic Decontamition Studies for Bacillus anthracis Using Multiple Test Methods |  | Liquid Immersion | CFU/mL | 20000000 |  |  | 0.25 | cm^2 | 2.5e-05 | m^2 |  |  |  | 1 | wt% |  |  | 2 | 20 |  | 50 | Glass AOAC 2008.05 | time before neutralization | 30 |  |  | 5.1 | LR |  | SD |  |  |  | 3 | [10 empty] | glass |  | /cm^2
USEPA 2010 Determining the Efficacy of Liquids and Fumigants in Systematic Decontamition Studies for Bacillus anthracis Using Multiple Test Methods |  | Liquid Immersion | CFU/mL | 20000000 |  |  | 0.25 | cm^2 | 2.5e-05 | m^2 |  |  |  | 1 | wt% |  |  | 2 | 20 |  | 50 | Glass AOAC 2008.05 | time before neutralization | 30 |  | ≥ | 6.2 | LR | [5 empty] | 3 | [10 empty] | glass |  | /cm^2 |  |  |  | 0 | 6.2
USEPA 2010 Determining the Efficacy of Liquids and Fumigants in Systematic Decontamition Studies for Bacillus anthracis Using Multiple Test Methods |  | Liquid Immersion | CFU/mL | 20000000 |  |  | 0.25 | cm^2 | 2.5e-05 | m^2 |  |  |  | 1 | wt% |  |  | 2 | 20 |  | 50 | Glass AOAC 2008.05 | time before neutralization | 30 |  |  | 6.1 | LR |  | SD |  |  |  | 3 | [10 empty] | glass |  | /cm^2
USEPA 2010 Determining the Efficacy of Liquids and Fumigants in Systematic Decontamition Studies for Bacillus anthracis Using Multiple Test Methods |  | Liquid Immersion | CFU/mL | 20000000 |  |  | 0.25 | cm^2 | 2.5e-05 | m^2 |  |  |  | 1 | wt% |  |  | 2 | 20 |  | 50 | Glass AOAC 2008.05 | time before neutralization | 10 |  |  | 5.7 | LR |  | SD |  |  |  | 3 | [10 empty] | glass |  | /cm^2
USEPA 2010 Determining the Efficacy of Liquids and Fumigants in Systematic Decontamition Studies for Bacillus anthracis Using Multiple Test Methods |  | Liquid Immersion | CFU/mL | 20000000 |  |  | 0.25 | cm^2 | 2.5e-05 | m^2 |  |  |  | 1 | wt% |  |  | 2 | 20 |  | 50 | Glass AOAC 2008.05 | time before neutralization | 10 |  |  | 5.2 | LR |  | SD |  |  |  | 3 | [10 empty] | glass |  | /cm^2
USEPA 2010 Determining the Efficacy of Liquids and Fumigants in Systematic Decontamition Studies for Bacillus anthracis Using Multiple Test Methods |  | Liquid Immersion | CFU/mL | 20000000 |  |  | 0.25 | cm^2 | 2.5e-05 | m^2 |  |  |  | 1 | wt% |  |  | 2 | 20 |  | 50 | Glass AOAC 2008.05 | time before neutralization | 10 |  | ≥ | 6.2 | LR | [5 empty] | 3 | [10 empty] | glass |  | /cm^2 |  |  |  | 0 | 6.2
USEPA 2010 Determining the Efficacy of Liquids and Fumigants in Systematic Decontamition Studies for Bacillus anthracis Using Multiple Test Methods |  | Liquid Immersion | CFU/mL | 20000000 |  |  | 0.25 | cm^2 | 2.5e-05 | m^2 |  |  |  | 1 | wt% |  |  | 2 | 20 |  | 50 | Glass AOAC 2008.05 | time before neutralization | 10 |  | ≥ | 6.3 | LR | [5 empty] | 3 | [10 empty] | glass |  | /cm^2 |  |  |  | 0 | 6.3
USEPA 2010 Determining the Efficacy of Liquids and Fumigants in Systematic Decontamition Studies for Bacillus anthracis Using Multiple Test Methods |  | Liquid Immersion | CFU | 20000000 |  |  | 14.25 | cm^2 | 0.001425 | m^2 |  |  |  | 1 | wt% |  |  | 2 | 20 |  | 50 | Carpet | time before neutralization | 60 |  | ≥ | 7.1 | LR | [5 empty] | 5 | [10 empty] | carpet |  | /cm^2 |  |  |  | 0 | 7.1
USEPA 2010 Determining the Efficacy of Liquids and Fumigants in Systematic Decontamition Studies for Bacillus anthracis Using Multiple Test Methods |  | Liquid Immersion | CFU | 20000000 |  |  | 14.25 | cm^2 | 0.001425 | m^2 |  |  |  | 1 | wt% |  |  | 2 | 20 |  | 50 | Carpet | time before neutralization | 60 |  | ≥ | 7.1 | LR | [5 empty] | 5 | [10 empty] | carpet |  | /cm^2 |  |  |  | 0 | 7.1
USEPA 2010 Determining the Efficacy of Liquids and Fumigants in Systematic Decontamition Studies for Bacillus anthracis Using Multiple Test Methods |  | Liquid Immersion | CFU | 20000000 |  |  | 14.25 | cm^2 | 0.001425 | m^2 |  |  |  | 1 | wt% |  |  | 2 | 20 |  | 50 | Carpet | time before neutralization | 10 |  | ≥ | 7.1 | LR | [5 empty] | 5 | [10 empty] | carpet |  | /cm^2 |  |  |  | 0 | 7.1
USEPA 2010 Determining the Efficacy of Liquids and Fumigants in Systematic Decontamition Studies for Bacillus anthracis Using Multiple Test Methods |  | Liquid Immersion | CFU | 10000 |  |  | 14.25 | cm^2 | 0.001425 | m^2 |  |  |  | 1 | wt% |  |  | 2 | 20 |  | 50 | Carpet | time before neutralization | 10 |  | ≥ | 7.1 | LR | [5 empty] | 5 | [10 empty] | carpet |  | /cm^2 |  |  |  | 0 | 7.1
USEPA 2010 Determining the Efficacy of Liquids and Fumigants in Systematic Decontamition Studies for Bacillus anthracis Using Multiple Test Methods |  | Liquid Immersion | CFU | 10000 |  |  | 14.25 | cm^2 | 0.001425 | m^2 |  |  |  | 1 | wt% |  |  | 2 | 20 |  | 50 | Galvanized Metal | time before neutralization | 60 |  |  | 1.5 | LR | 0.5 | SD |  |  |  | 5 | [10 empty] | steel |  | /cm^2
USEPA 2010 Determining the Efficacy of Liquids and Fumigants in Systematic Decontamition Studies for Bacillus anthracis Using Multiple Test Methods |  | Liquid Immersion | CFU | 10000 |  |  | 14.25 | cm^2 | 0.001425 | m^2 |  |  |  | 1 | wt% |  |  | 2 | 20 |  | 50 | Galvanized Metal | time before neutralization | 60 |  |  | 3.6 | LR | 0.4 | SD |  |  |  | 5 | [10 empty] | steel |  | /cm^2
USEPA 2010 Determining the Efficacy of Liquids and Fumigants in Systematic Decontamition Studies for Bacillus anthracis Using Multiple Test Methods |  | Liquid Immersion | CFU | 10000 |  |  | 14.25 | cm^2 | 0.001425 | m^2 |  |  |  | 1 | wt% |  |  | 2 | 20 |  | 50 | Galvanized Metal | time before neutralization | 10 |  |  | 0.2 | LR | 0.3 | SD |  |  |  | 5 | [10 empty] | steel |  | /cm^2
USEPA 2010 Determining the Efficacy of Liquids and Fumigants in Systematic Decontamition Studies for Bacillus anthracis Using Multiple Test Methods |  | Liquid Immersion | CFU | 10000 |  |  | 14.25 | cm^2 | 0.001425 | m^2 |  |  |  | 1 | wt% |  |  | 2 | 20 |  | 50 | Galvanized Metal | time before neutralization | 10 |  |  | 2.3 | LR | 1 | SD |  |  |  | 5 | [10 empty] | steel |  | /cm^2
USEPA 2010 Determining the Efficacy of Liquids and Fumigants in Systematic Decontamition Studies for Bacillus anthracis Using Multiple Test Methods |  | Liquid Immersion | CFU | 10000 |  |  | 0.25 | cm^2 | 2.5e-05 | m^2 |  |  |  | 1 | wt% |  |  | 2 | 20 |  | 50 | Glass | time before neutralization | 60 |  | ≥ | 7.1 | LR | [5 empty] | 5 | [10 empty] | glass |  | /cm^2 |  |  |  | 0 | 7.1
USEPA 2010 Determining the Efficacy of Liquids and Fumigants in Systematic Decontamition Studies for Bacillus anthracis Using Multiple Test Methods |  | Liquid Immersion | CFU | 246000 |  |  | 0.25 | cm^2 | 2.5e-05 | m^2 |  |  |  | 1 | wt% |  |  | 2 | 20 |  | 50 | Glass | time before neutralization | 60 |  | ≥ | 6.9 | LR | [5 empty] | 5 | [10 empty] | glass |  | /cm^2 |  |  |  | 0 | 6.9
USEPA 2010 Determining the Efficacy of Liquids and Fumigants in Systematic Decontamition Studies for Bacillus anthracis Using Multiple Test Methods |  | Liquid Immersion | CFU | 246000 |  |  | 0.25 | cm^2 | 2.5e-05 | m^2 |  |  |  | 1 | wt% |  |  | 2 | 20 |  | 50 | Glass | time before neutralization | 10 |  | ≥ | 7.1 | LR | [5 empty] | 5 | [10 empty] | glass |  | /cm^2 |  |  |  | 0 | 7.1
USEPA 2010 Determining the Efficacy of Liquids and Fumigants in Systematic Decontamition Studies for Bacillus anthracis Using Multiple Test Methods |  | Liquid Immersion | CFU | 246000 |  |  | 0.25 | cm^2 | 2.5e-05 | m^2 |  |  |  | 1 | wt% |  |  | 2 | 20 |  | 50 | Glass | time before neutralization | 10 |  | ≥ | 6.9 | LR | [5 empty] | 5 | [10 empty] | glass |  | /cm^2 |  |  |  | 0 | 6.9
USEPA 2010 Determining the Efficacy of Liquids and Fumigants in Systematic Decontamition Studies for Bacillus anthracis Using Multiple Test Methods |  | Liquid Immersion | CFU | 246000 | [9 empty] | 6000 | FAC ppm (FAC mg/L) |  |  | 2 | 20 |  | 50 | porcelain penicylinder | time before neutralization | 60 |  |  | 0 | QualPos |  | SD |  |  | 5.75 | 30 | [10 empty] | smooth tile |  | /cm^2 |  |  |  | 0 | 5.75
USEPA 2010 Determining the Efficacy of Liquids and Fumigants in Systematic Decontamition Studies for Bacillus anthracis Using Multiple Test Methods |  | Liquid Immersion | CFU | 246000 | [9 empty] | 6000 | FAC ppm (FAC mg/L) |  |  | 2 | 20 |  | 50 | porcelain penicylinder | time before neutralization | 60 |  |  | 0 | QualPos |  | SD |  |  | 6.48 | 30 | [10 empty] | smooth tile |  | /cm^2 |  |  |  | 0 | 6.48
USEPA 2010 Determining the Efficacy of Liquids and Fumigants in Systematic Decontamition Studies for Bacillus anthracis Using Multiple Test Methods |  | Liquid Immersion | CFU | 246000 | [9 empty] | 6000 | FAC ppm (FAC mg/L) |  |  | 2 | 20 |  | 50 | porcelain penicylinder | time before neutralization | 60 |  |  | 0 | QualPos |  | SD |  |  | 5.71 | 30 | [10 empty] | smooth tile |  | /cm^2 |  |  |  | 0 | 5.71
USEPA 2010 Determining the Efficacy of Liquids and Fumigants in Systematic Decontamition Studies for Bacillus anthracis Using Multiple Test Methods |  | Liquid Immersion | CFU | 246000 | [9 empty] | 6000 | FAC ppm (FAC mg/L) |  |  | 2 | 20 |  | 50 | porcelain penicylinder | time before neutralization | 60 |  |  | 0 | QualPos |  | SD |  |  | 6.56 | 30 | [10 empty] | smooth tile |  | /cm^2 |  |  |  | 0 | 6.56
USEPA 2010 Determining the Efficacy of Liquids and Fumigants in Systematic Decontamition Studies for Bacillus anthracis Using Multiple Test Methods |  | Liquid Immersion | CFU | 246000 | [9 empty] | 6000 | FAC ppm (FAC mg/L) |  |  | 2 | 20 |  | 50 | porcelain penicylinder | time before neutralization | 10 |  |  | 0 | QualPos |  | SD |  |  | 5.75 | 30 | [10 empty] | smooth tile |  | /cm^2 |  |  |  | 0 | 5.75
USEPA 2010 Determining the Efficacy of Liquids and Fumigants in Systematic Decontamition Studies for Bacillus anthracis Using Multiple Test Methods |  | Liquid Immersion | CFU | 246000 | [9 empty] | 6000 | FAC ppm (FAC mg/L) |  |  | 2 | 20 |  | 50 | porcelain penicylinder | time before neutralization | 10 |  |  | 5 | QualPos |  | SD |  |  | 6.48 | 30 | [10 empty] | smooth tile |  | /cm^2 |  |  |  | 5 | 6.48
USEPA 2010 Determining the Efficacy of Liquids and Fumigants in Systematic Decontamition Studies for Bacillus anthracis Using Multiple Test Methods |  | Liquid Immersion | CFU | 246000 | [9 empty] | 6000 | FAC ppm (FAC mg/L) |  |  | 2 | 20 |  | 50 | porcelain penicylinder | time before neutralization | 10 |  |  | 0 | QualPos |  | SD |  |  | 5.71 | 30 | [10 empty] | smooth tile |  | /cm^2 |  |  |  | 0 | 5.71
USEPA 2010 Determining the Efficacy of Liquids and Fumigants in Systematic Decontamition Studies for Bacillus anthracis Using Multiple Test Methods |  | Liquid Immersion | CFU | 246000 | [9 empty] | 6000 | FAC ppm (FAC mg/L) |  |  | 2 | 20 |  | 50 | porcelain penicylinder | time before neutralization | 10 |  |  | 0 | QualPos |  | SD |  |  | 6.56 | 30 | [10 empty] | smooth tile |  | /cm^2 |  |  |  | 0 | 6.56
USEPA 2010 Determining the Efficacy of Liquids and Fumigants in Systematic Decontamition Studies for Bacillus anthracis Using Multiple Test Methods |  | Liquid Immersion | CFU | 246000 | [9 empty] | 6000 | FAC ppm (FAC mg/L) |  |  | 2 | 20 |  | 50 | suture loop | time before neutralization | 60 |  |  | 3 | QualPos |  | SD |  |  | 6.26 | 30 | [12 empty] | /cm^2 |  |  |  | 3 | 6.26
USEPA 2010 Determining the Efficacy of Liquids and Fumigants in Systematic Decontamition Studies for Bacillus anthracis Using Multiple Test Methods |  | Liquid Immersion | CFU | 246000 | [9 empty] | 6000 | FAC ppm (FAC mg/L) |  |  | 2 | 20 |  | 50 | suture loop | time before neutralization | 60 |  |  | 3 | QualPos |  | SD |  |  | 6.59 | 30 | [12 empty] | /cm^2 |  |  |  | 3 | 6.59
USEPA 2010 Determining the Efficacy of Liquids and Fumigants in Systematic Decontamition Studies for Bacillus anthracis Using Multiple Test Methods |  | Liquid Immersion | CFU | 246000 | [9 empty] | 6000 | FAC ppm (FAC mg/L) |  |  | 2 | 20 |  | 50 | suture loop | time before neutralization | 60 |  |  | 16 | QualPos |  | SD |  |  | 6.56 | 30 | [12 empty] | /cm^2 |  |  |  | 16 | 6.56
USEPA 2010 Determining the Efficacy of Liquids and Fumigants in Systematic Decontamition Studies for Bacillus anthracis Using Multiple Test Methods |  | Liquid Immersion | CFU | 246000 | [9 empty] | 6000 | FAC ppm (FAC mg/L) |  |  | 2 | 20 |  | 50 | suture loop | time before neutralization | 60 |  |  | 6 | QualPos |  | SD |  |  | 6.56 | 30 | [12 empty] | /cm^2 |  |  |  | 6 | 6.56
USEPA 2010 Determining the Efficacy of Liquids and Fumigants in Systematic Decontamition Studies for Bacillus anthracis Using Multiple Test Methods |  | Liquid Immersion | CFU | 246000 | [9 empty] | 6000 | FAC ppm (FAC mg/L) |  |  | 2 | 20 |  | 50 | suture loop | time before neutralization | 10 |  |  | 28 | QualPos |  | SD |  |  | 6.26 | 30 | [12 empty] | /cm^2 |  |  |  | 28 | 6.26
USEPA 2010 Determining the Efficacy of Liquids and Fumigants in Systematic Decontamition Studies for Bacillus anthracis Using Multiple Test Methods |  | Liquid Immersion | CFU | 246000 | [9 empty] | 6000 | FAC ppm (FAC mg/L) |  |  | 2 | 20 |  | 50 | suture loop | time before neutralization | 10 |  |  | 30 | QualPos |  | SD |  |  | 6.59 | 30 | [12 empty] | /cm^2 |  |  |  | 30 | 6.59
USEPA 2010 Determining the Efficacy of Liquids and Fumigants in Systematic Decontamition Studies for Bacillus anthracis Using Multiple Test Methods |  | Liquid Immersion | CFU | 246000 | [9 empty] | 6000 | FAC ppm (FAC mg/L) |  |  | 2 | 20 |  | 50 | suture loop | time before neutralization | 10 |  |  | 30 | QualPos |  | SD |  |  | 6.56 | 30 | [12 empty] | /cm^2 |  |  |  | 30 | 6.56
USEPA 2010 Determining the Efficacy of Liquids and Fumigants in Systematic Decontamition Studies for Bacillus anthracis Using Multiple Test Methods |  | Liquid Immersion | CFU | 246000 | [9 empty] | 6000 | FAC ppm (FAC mg/L) |  |  | 2 | 20 |  | 50 | suture loop | time before neutralization | 10 |  |  | 29 | QualPos |  | SD |  |  | 6.56 | 30 | [12 empty] | /cm^2 |  |  |  | 29 | 6.56
USEPA 2010 Determining the Efficacy of Liquids and Fumigants in Systematic Decontamition Studies for Bacillus anthracis Using Multiple Test Methods |  | Liquid Immersion | CFU/mL | 246000 |  |  | 0.25 | cm^2 | 2.5e-05 | m^2 |  |  |  | 6000 | FAC ppm (FAC mg/L) |  |  | 2 | 20 |  | 50 | Glass AOAC 2008.05 | time before neutralization | 60 |  |  | 6.5 | LR |  | SD |  |  |  | 3 | [10 empty] | glass |  | /cm^2
USEPA 2010 Determining the Efficacy of Liquids and Fumigants in Systematic Decontamition Studies for Bacillus anthracis Using Multiple Test Methods |  | Liquid Immersion | CFU/mL | 246000 |  |  | 0.25 | cm^2 | 2.5e-05 | m^2 |  |  |  | 6000 | FAC ppm (FAC mg/L) |  |  | 2 | 20 |  | 50 | Glass AOAC 2008.05 | time before neutralization | 60 |  | ≥ | 5.9 | LR | [5 empty] | 3 | [10 empty] | glass |  | /cm^2 |  |  |  | 0 | 5.9
USEPA 2010 Determining the Efficacy of Liquids and Fumigants in Systematic Decontamition Studies for Bacillus anthracis Using Multiple Test Methods |  | Liquid Immersion | CFU/mL | 246000 |  |  | 0.25 | cm^2 | 2.5e-05 | m^2 |  |  |  | 6000 | FAC ppm (FAC mg/L) |  |  | 2 | 20 |  | 50 | Glass AOAC 2008.05 | time before neutralization | 60 |  |  | 5.6 | LR |  | SD |  |  |  | 3 | [10 empty] | glass |  | /cm^2
USEPA 2010 Determining the Efficacy of Liquids and Fumigants in Systematic Decontamition Studies for Bacillus anthracis Using Multiple Test Methods |  | Liquid Immersion | CFU/mL | 246000 |  |  | 0.25 | cm^2 | 2.5e-05 | m^2 |  |  |  | 6000 | FAC ppm (FAC mg/L) |  |  | 2 | 20 |  | 50 | Glass AOAC 2008.05 | time before neutralization | 60 |  | ≥ | 6.3 | LR | [5 empty] | 3 | [10 empty] | glass |  | /cm^2 |  |  |  | 0 | 6.3
USEPA 2010 Determining the Efficacy of Liquids and Fumigants in Systematic Decontamition Studies for Bacillus anthracis Using Multiple Test Methods |  | Liquid Immersion | CFU/mL | 246000 |  |  | 0.25 | cm^2 | 2.5e-05 | m^2 |  |  |  | 6000 | FAC ppm (FAC mg/L) |  |  | 2 | 20 |  | 50 | Glass AOAC 2008.05 | time before neutralization | 10 |  |  | 6.3 | LR |  | SD |  |  |  | 3 | [10 empty] | glass |  | /cm^2
USEPA 2010 Determining the Efficacy of Liquids and Fumigants in Systematic Decontamition Studies for Bacillus anthracis Using Multiple Test Methods |  | Liquid Immersion | CFU/mL | 246000 |  |  | 0.25 | cm^2 | 2.5e-05 | m^2 |  |  |  | 6000 | FAC ppm (FAC mg/L) |  |  | 2 | 20 |  | 50 | Glass AOAC 2008.05 | time before neutralization | 10 |  | ≥ | 5.9 | LR | [5 empty] | 3 | [10 empty] | glass |  | /cm^2 |  |  |  | 0 | 5.9
USEPA 2010 Determining the Efficacy of Liquids and Fumigants in Systematic Decontamition Studies for Bacillus anthracis Using Multiple Test Methods |  | Liquid Immersion | CFU/mL | 246000 |  |  | 0.25 | cm^2 | 2.5e-05 | m^2 |  |  |  | 6000 | FAC ppm (FAC mg/L) |  |  | 2 | 20 |  | 50 | Glass AOAC 2008.05 | time before neutralization | 10 |  |  | 5.4 | LR |  | SD |  |  |  | 3 | [10 empty] | glass |  | /cm^2
USEPA 2010 Determining the Efficacy of Liquids and Fumigants in Systematic Decontamition Studies for Bacillus anthracis Using Multiple Test Methods |  | Liquid Immersion | CFU/mL | 246000 |  |  | 0.25 | cm^2 | 2.5e-05 | m^2 |  |  |  | 6000 | FAC ppm (FAC mg/L) |  |  | 2 | 20 |  | 50 | Glass AOAC 2008.05 | time before neutralization | 10 |  | ≥ | 6.3 | LR | [5 empty] | 3 | [10 empty] | glass |  | /cm^2 |  |  |  | 0 | 6.3
USEPA 2010 Determining the Efficacy of Liquids and Fumigants in Systematic Decontamition Studies for Bacillus anthracis Using Multiple Test Methods |  | Liquid Immersion | CFU | 246000 |  |  | 14.25 | cm^2 | 0.001425 | m^2 |  |  |  | 6000 | FAC ppm (FAC mg/L) |  |  | 2 | 20 |  | 50 | Carpet | time before neutralization | 60 |  |  | 4 | LR | 1.2 | SD |  |  |  | 5 | [10 empty] | carpet |  | /cm^2
USEPA 2010 Determining the Efficacy of Liquids and Fumigants in Systematic Decontamition Studies for Bacillus anthracis Using Multiple Test Methods |  | Liquid Immersion | CFU | 246000 |  |  | 14.25 | cm^2 | 0.001425 | m^2 |  |  |  | 6000 | FAC ppm (FAC mg/L) |  |  | 2 | 20 |  | 50 | Carpet | time before neutralization | 60 |  |  | 4.5 | LR | 2.2000000000000002 | SD |  |  |  | 5 | [10 empty] | carpet |  | /cm^2
USEPA 2010 Determining the Efficacy of Liquids and Fumigants in Systematic Decontamition Studies for Bacillus anthracis Using Multiple Test Methods |  | Liquid Immersion | CFU | 246000 |  |  | 14.25 | cm^2 | 0.001425 | m^2 |  |  |  | 6000 | FAC ppm (FAC mg/L) |  |  | 2 | 20 |  | 50 | Carpet | time before neutralization | 10 | [5 empty] | SD |  |  |  | 5 | [10 empty] | carpet |  | /cm^2
USEPA 2010 Determining the Efficacy of Liquids and Fumigants in Systematic Decontamition Studies for Bacillus anthracis Using Multiple Test Methods |  | Liquid Immersion | CFU | 246000 |  |  | 14.25 | cm^2 | 0.001425 | m^2 |  |  |  | 6000 | FAC ppm (FAC mg/L) |  |  | 2 | 20 |  | 50 | Carpet | time before neutralization | 10 |  |  | 3.9 | LR | 1.2 | SD |  |  |  | 5 | [10 empty] | carpet |  | /cm^2
USEPA 2010 Determining the Efficacy of Liquids and Fumigants in Systematic Decontamition Studies for Bacillus anthracis Using Multiple Test Methods |  | Liquid Immersion | CFU | 246000 |  |  | 14.25 | cm^2 | 0.001425 | m^2 |  |  |  | 6000 | FAC ppm (FAC mg/L) |  |  | 2 | 20 |  | 50 | Carpet | time before neutralization | 10 |  |  | 2.6 | LR | 0.7 | SD |  |  |  | 5 | [10 empty] | carpet |  | /cm^2
USEPA 2010 Determining the Efficacy of Liquids and Fumigants in Systematic Decontamition Studies for Bacillus anthracis Using Multiple Test Methods |  | Liquid Immersion | CFU | 246000 |  |  | 14.25 | cm^2 | 0.001425 | m^2 |  |  |  | 6000 | FAC ppm (FAC mg/L) |  |  | 2 | 20 |  | 50 | Galvanized Metal | time before neutralization | 60 | [5 empty] | SD |  |  |  | 5 | [10 empty] | steel |  | /cm^2
USEPA 2010 Determining the Efficacy of Liquids and Fumigants in Systematic Decontamition Studies for Bacillus anthracis Using Multiple Test Methods |  | Liquid Immersion | CFU | 246000 |  |  | 14.25 | cm^2 | 0.001425 | m^2 |  |  |  | 6000 | FAC ppm (FAC mg/L) |  |  | 2 | 20 |  | 50 | Galvanized Metal | time before neutralization | 60 |  |  | 7.3 | LR | 0.9 | SD |  |  |  | 5 | [10 empty] | steel |  | /cm^2
USEPA 2010 Determining the Efficacy of Liquids and Fumigants in Systematic Decontamition Studies for Bacillus anthracis Using Multiple Test Methods |  | Liquid Immersion | CFU | 246000 |  |  | 14.25 | cm^2 | 0.001425 | m^2 |  |  |  | 6000 | FAC ppm (FAC mg/L) |  |  | 2 | 20 |  | 50 | Galvanized Metal | time before neutralization | 60 |  | ≥ | 8 | LR | [5 empty] | 5 | [10 empty] | steel |  | /cm^2 |  |  |  | 0 | 8
USEPA 2010 Determining the Efficacy of Liquids and Fumigants in Systematic Decontamition Studies for Bacillus anthracis Using Multiple Test Methods |  | Liquid Immersion | CFU | 246000 |  |  | 14.25 | cm^2 | 0.001425 | m^2 |  |  |  | 6000 | FAC ppm (FAC mg/L) |  |  | 2 | 20 |  | 50 | Galvanized Metal | time before neutralization | 10 | [5 empty] | SD |  |  |  | 5 | [10 empty] | steel |  | /cm^2
USEPA 2010 Determining the Efficacy of Liquids and Fumigants in Systematic Decontamition Studies for Bacillus anthracis Using Multiple Test Methods |  | Liquid Immersion | CFU | 246000 |  |  | 14.25 | cm^2 | 0.001425 | m^2 |  |  |  | 6000 | FAC ppm (FAC mg/L) |  |  | 2 | 20 |  | 50 | Galvanized Metal | time before neutralization | 10 |  |  | 7.6 | LR | 0.9 | SD |  |  |  | 5 | [10 empty] | steel |  | /cm^2
USEPA 2010 Determining the Efficacy of Liquids and Fumigants in Systematic Decontamition Studies for Bacillus anthracis Using Multiple Test Methods |  | Liquid Immersion | CFU | 246000 |  |  | 14.25 | cm^2 | 0.001425 | m^2 |  |  |  | 6000 | FAC ppm (FAC mg/L) |  |  | 2 | 20 |  | 50 | Galvanized Metal | time before neutralization | 10 |  |  | 7.6 | LR | 0.8 | SD |  |  |  | 5 | [10 empty] | steel |  | /cm^2
USEPA 2010 Determining the Efficacy of Liquids and Fumigants in Systematic Decontamition Studies for Bacillus anthracis Using Multiple Test Methods |  | Liquid Immersion | CFU | 246000 |  |  | 0.25 | cm^2 | 2.5e-05 | m^2 |  |  |  | 6000 | FAC ppm (FAC mg/L) |  |  | 2 | 20 |  | 50 | Glass | time before neutralization | 60 | [5 empty] | SD |  |  |  | 5 | [10 empty] | glass |  | /cm^2
USEPA 2010 Determining the Efficacy of Liquids and Fumigants in Systematic Decontamition Studies for Bacillus anthracis Using Multiple Test Methods |  | Liquid Immersion | CFU | 246000 |  |  | 0.25 | cm^2 | 2.5e-05 | m^2 |  |  |  | 6000 | FAC ppm (FAC mg/L) |  |  | 2 | 20 |  | 50 | Glass | time before neutralization | 60 |  | ≥ | 7.8 | LR | [5 empty] | 5 | [10 empty] | glass |  | /cm^2 |  |  |  | 0 | 7.8
USEPA 2010 Determining the Efficacy of Liquids and Fumigants in Systematic Decontamition Studies for Bacillus anthracis Using Multiple Test Methods |  | Liquid Immersion | CFU | 246000 |  |  | 0.25 | cm^2 | 2.5e-05 | m^2 |  |  |  | 6000 | FAC ppm (FAC mg/L) |  |  | 2 | 20 |  | 50 | Glass | time before neutralization | 60 |  | ≥ | 7.7 | LR | [5 empty] | 5 | [10 empty] | glass |  | /cm^2 |  |  |  | 0 | 7.7
USEPA 2010 Determining the Efficacy of Liquids and Fumigants in Systematic Decontamition Studies for Bacillus anthracis Using Multiple Test Methods |  | Liquid Immersion | CFU | 246000 |  |  | 0.25 | cm^2 | 2.5e-05 | m^2 |  |  |  | 6000 | FAC ppm (FAC mg/L) |  |  | 2 | 20 |  | 50 | Glass | time before neutralization | 10 | [5 empty] | SD |  |  |  | 5 | [10 empty] | glass |  | /cm^2
USEPA 2010 Determining the Efficacy of Liquids and Fumigants in Systematic Decontamition Studies for Bacillus anthracis Using Multiple Test Methods |  | Liquid Immersion | CFU | 246000 |  |  | 0.25 | cm^2 | 2.5e-05 | m^2 |  |  |  | 6000 | FAC ppm (FAC mg/L) |  |  | 2 | 20 |  | 50 | Glass | time before neutralization | 10 |  |  | 7.5 | LR | 0.7 | SD |  |  |  | 5 | [10 empty] | glass |  | /cm^2
USEPA 2010 Determining the Efficacy of Liquids and Fumigants in Systematic Decontamition Studies for Bacillus anthracis Using Multiple Test Methods |  | Liquid Immersion | CFU | 246000 |  |  | 0.25 | cm^2 | 2.5e-05 | m^2 |  |  |  | 6000 | FAC ppm (FAC mg/L) |  |  | 2 | 20 |  | 50 | Glass | time before neutralization | 10 |  | ≥ | 7.7 | LR | [5 empty] | 5 | [10 empty] | glass |  | /cm^2 |  |  |  | 0 | 7.7
USEPA 2010 Determining the Efficacy of Liquids and Fumigants in Systematic Decontamition Studies for Bacillus anthracis Using Multiple Test Methods |  | Liquid Immersion | CFU | 246000 | [9 empty] | 1000 | ppm |  |  | 2 | 20 |  | 50 | porcelain penicylinder | time before neutralization | 60 |  |  | 0 | QualPos |  | SD |  |  | 6.48 | 30 | [10 empty] | smooth tile |  | /cm^2 |  |  |  | 0 | 6.48
USEPA 2010 Determining the Efficacy of Liquids and Fumigants in Systematic Decontamition Studies for Bacillus anthracis Using Multiple Test Methods |  | Liquid Immersion | CFU | 246000 | [9 empty] | 1000 | ppm |  |  | 2 | 20 |  | 50 | porcelain penicylinder | time before neutralization | 60 |  |  | 0 | QualPos |  | SD |  |  | 6.48 | 30 | [10 empty] | smooth tile |  | /cm^2 |  |  |  | 0 | 6.48
USEPA 2010 Determining the Efficacy of Liquids and Fumigants in Systematic Decontamition Studies for Bacillus anthracis Using Multiple Test Methods |  | Liquid Immersion | CFU | 246000 | [9 empty] | 1000 | ppm |  |  | 2 | 20 |  | 50 | porcelain penicylinder | time before neutralization | 10 |  |  | 0 | QualPos |  | SD |  |  | 6.48 | 30 | [10 empty] | smooth tile |  | /cm^2 |  |  |  | 0 | 6.48
USEPA 2010 Determining the Efficacy of Liquids and Fumigants in Systematic Decontamition Studies for Bacillus anthracis Using Multiple Test Methods |  | Liquid Immersion | CFU | 246000 | [9 empty] | 1000 | ppm |  |  | 2 | 20 |  | 50 | porcelain penicylinder | time before neutralization | 10 |  |  | 0 | QualPos |  | SD |  |  | 6.48 | 30 | [10 empty] | smooth tile |  | /cm^2 |  |  |  | 0 | 6.48
USEPA 2010 Determining the Efficacy of Liquids and Fumigants in Systematic Decontamition Studies for Bacillus anthracis Using Multiple Test Methods |  | Liquid Immersion | CFU | 246000 | [9 empty] | 1000 | ppm |  |  | 2 | 20 |  | 50 | Suture Loop | time before neutralization | 60 |  |  | 18 | QualPos |  | SD |  |  | 6.59 | 30 | [12 empty] | /cm^2 |  |  |  | 18 | 6.59
USEPA 2010 Determining the Efficacy of Liquids and Fumigants in Systematic Decontamition Studies for Bacillus anthracis Using Multiple Test Methods |  | Liquid Immersion | CFU | 246000 | [9 empty] | 1000 | ppm |  |  | 2 | 20 |  | 50 | Suture Loop | time before neutralization | 60 |  |  | 13 | QualPos |  | SD |  |  | 6.59 | 30 | [12 empty] | /cm^2 |  |  |  | 13 | 6.59
USEPA 2010 Determining the Efficacy of Liquids and Fumigants in Systematic Decontamition Studies for Bacillus anthracis Using Multiple Test Methods |  | Liquid Immersion | CFU | 246000 | [9 empty] | 1000 | ppm |  |  | 2 | 20 |  | 50 | Suture Loop | time before neutralization | 10 |  |  | 30 | QualPos |  | SD |  |  | 6.59 | 30 | [12 empty] | /cm^2 |  |  |  | 30 | 6.59
USEPA 2010 Determining the Efficacy of Liquids and Fumigants in Systematic Decontamition Studies for Bacillus anthracis Using Multiple Test Methods |  | Liquid Immersion | CFU | 246000 | [9 empty] | 1000 | ppm |  |  | 2 | 20 |  | 50 | Suture Loop | time before neutralization | 10 |  |  | 27 | QualPos |  | SD |  |  | 6.59 | 30 | [12 empty] | /cm^2 |  |  |  | 27 | 6.59
USEPA 2010 Determining the Efficacy of Liquids and Fumigants in Systematic Decontamition Studies for Bacillus anthracis Using Multiple Test Methods |  | Liquid Immersion | CFU/mL | 246000 |  |  | 0.25 | cm^2 | 2.5e-05 | m^2 |  |  |  | 1000 | ppm |  |  | 2 | 20 |  | 50 | Glass AOAC 2008.05 | time before neutralization | 60 |  | ≥ | 6.5 | LR | [5 empty] | 3 | [10 empty] | glass |  | /cm^2 |  |  |  | 0 | 6.5
USEPA 2010 Determining the Efficacy of Liquids and Fumigants in Systematic Decontamition Studies for Bacillus anthracis Using Multiple Test Methods |  | Liquid Immersion | CFU/mL | 246000 |  |  | 0.25 | cm^2 | 2.5e-05 | m^2 |  |  |  | 1000 | ppm |  |  | 2 | 20 |  | 50 | Glass AOAC 2008.05 | time before neutralization | 60 |  | ≥ | 6.1 | LR | [5 empty] | 3 | [10 empty] | glass |  | /cm^2 |  |  |  | 0 | 6.1
USEPA 2010 Determining the Efficacy of Liquids and Fumigants in Systematic Decontamition Studies for Bacillus anthracis Using Multiple Test Methods |  | Liquid Immersion | CFU/mL | 246000 |  |  | 0.25 | cm^2 | 2.5e-05 | m^2 |  |  |  | 1000 | ppm |  |  | 2 | 20 |  | 50 | Glass AOAC 2008.05 | time before neutralization | 60 |  | ≥ | 6.3 | LR | [5 empty] | 3 | [10 empty] | glass |  | /cm^2 |  |  |  | 0 | 6.3
USEPA 2010 Determining the Efficacy of Liquids and Fumigants in Systematic Decontamition Studies for Bacillus anthracis Using Multiple Test Methods |  | Liquid Immersion | CFU/mL | 246000 |  |  | 0.25 | cm^2 | 2.5e-05 | m^2 |  |  |  | 1000 | ppm |  |  | 2 | 20 |  | 50 | Glass AOAC 2008.05 | time before neutralization | 60 |  | ≥ | 6.3 | LR | [5 empty] | 3 | [10 empty] | glass |  | /cm^2 |  |  |  | 0 | 6.3
USEPA 2010 Determining the Efficacy of Liquids and Fumigants in Systematic Decontamition Studies for Bacillus anthracis Using Multiple Test Methods |  | Liquid Immersion | CFU/mL | 246000 |  |  | 0.25 | cm^2 | 2.5e-05 | m^2 |  |  |  | 1000 | ppm |  |  | 2 | 20 |  | 50 | Glass AOAC 2008.05 | time before neutralization | 10 |  | ≥ | 6.5 | LR | [5 empty] | 3 | [10 empty] | glass |  | /cm^2 |  |  |  | 0 | 6.5
USEPA 2010 Determining the Efficacy of Liquids and Fumigants in Systematic Decontamition Studies for Bacillus anthracis Using Multiple Test Methods |  | Liquid Immersion | CFU/mL | 246000 |  |  | 0.25 | cm^2 | 2.5e-05 | m^2 |  |  |  | 1000 | ppm |  |  | 2 | 20 |  | 50 | Glass AOAC 2008.05 | time before neutralization | 10 |  |  | 5.9 | LR |  | SD |  |  |  | 3 | [10 empty] | glass |  | /cm^2
USEPA 2010 Determining the Efficacy of Liquids and Fumigants in Systematic Decontamition Studies for Bacillus anthracis Using Multiple Test Methods |  | Liquid Immersion | CFU/mL | 246000 |  |  | 0.25 | cm^2 | 2.5e-05 | m^2 |  |  |  | 1000 | ppm |  |  | 2 | 20 |  | 50 | Glass AOAC 2008.05 | time before neutralization | 10 |  |  | 4.5 | LR |  | SD |  |  |  | 3 | [10 empty] | glass |  | /cm^2
USEPA 2010 Determining the Efficacy of Liquids and Fumigants in Systematic Decontamition Studies for Bacillus anthracis Using Multiple Test Methods |  | Liquid Immersion | CFU/mL | 246000 |  |  | 0.25 | cm^2 | 2.5e-05 | m^2 |  |  |  | 1000 | ppm |  |  | 2 | 20 |  | 50 | Glass AOAC 2008.05 | time before neutralization | 10 |  | ≥ | 6.3 | LR | [5 empty] | 3 | [10 empty] | glass |  | /cm^2 |  |  |  | 0 | 6.3
USEPA 2010 Determining the Efficacy of Liquids and Fumigants in Systematic Decontamition Studies for Bacillus anthracis Using Multiple Test Methods |  | Liquid Immersion | CFU | 246000 |  |  | 14.25 | cm^2 | 0.001425 | m^2 |  |  |  | 1000 | ppm |  |  | 2 | 20 |  | 50 | Carpet | time before neutralization | 60 |  | ≥ | 8.1 | LR | [5 empty] | 5 | [10 empty] | carpet |  | /cm^2 |  |  |  | 0 | 8.1
USEPA 2010 Determining the Efficacy of Liquids and Fumigants in Systematic Decontamition Studies for Bacillus anthracis Using Multiple Test Methods |  | Liquid Immersion | CFU | 246000 |  |  | 14.25 | cm^2 | 0.001425 | m^2 |  |  |  | 1000 | ppm |  |  | 2 | 20 |  | 50 | Carpet | time before neutralization | 60 |  | ≥ | 7.3 | LR | [5 empty] | 5 | [10 empty] | carpet |  | /cm^2 |  |  |  | 0 | 7.3
USEPA 2010 Determining the Efficacy of Liquids and Fumigants in Systematic Decontamition Studies for Bacillus anthracis Using Multiple Test Methods |  | Liquid Immersion | CFU | 246000 |  |  | 14.25 | cm^2 | 0.001425 | m^2 |  |  |  | 1000 | ppm |  |  | 2 | 20 |  | 50 | Carpet | time before neutralization | 10 |  | ≥ | 8.1 | LR | [5 empty] | 5 | [10 empty] | carpet |  | /cm^2 |  |  |  | 0 | 8.1
USEPA 2010 Determining the Efficacy of Liquids and Fumigants in Systematic Decontamition Studies for Bacillus anthracis Using Multiple Test Methods |  | Liquid Immersion | CFU | 246000 |  |  | 14.25 | cm^2 | 0.001425 | m^2 |  |  |  | 1000 | ppm |  |  | 2 | 20 |  | 50 | Carpet | time before neutralization | 10 |  | ≥ | 7.3 | LR | [5 empty] | 5 | [10 empty] | carpet |  | /cm^2 |  |  |  | 0 | 7.3
USEPA 2010 Determining the Efficacy of Liquids and Fumigants in Systematic Decontamition Studies for Bacillus anthracis Using Multiple Test Methods |  | Liquid Immersion | CFU | 246000 |  |  | 14.25 | cm^2 | 0.001425 | m^2 |  |  |  | 1000 | ppm |  |  | 2 | 20 |  | 50 | Galvanized Metal | time before neutralization | 60 |  | ≥ | 8.1 | LR | [5 empty] | 5 | [10 empty] | steel |  | /cm^2 |  |  |  | 0 | 8.1
USEPA 2010 Determining the Efficacy of Liquids and Fumigants in Systematic Decontamition Studies for Bacillus anthracis Using Multiple Test Methods |  | Liquid Immersion | CFU | 246000 |  |  | 14.25 | cm^2 | 0.001425 | m^2 |  |  |  | 1000 | ppm |  |  | 2 | 20 |  | 50 | Galvanized Metal | time before neutralization | 60 |  | ≥ | 6.7 | LR | [5 empty] | 5 | [10 empty] | steel |  | /cm^2 |  |  |  | 0 | 6.7
USEPA 2010 Determining the Efficacy of Liquids and Fumigants in Systematic Decontamition Studies for Bacillus anthracis Using Multiple Test Methods |  | Liquid Immersion | CFU | 246000 |  |  | 14.25 | cm^2 | 0.001425 | m^2 |  |  |  | 1000 | ppm |  |  | 2 | 20 |  | 50 | Galvanized Metal | time before neutralization | 10 |  | ≥ | 8.1 | LR | [5 empty] | 5 | [10 empty] | steel |  | /cm^2 |  |  |  | 0 | 8.1
USEPA 2010 Determining the Efficacy of Liquids and Fumigants in Systematic Decontamition Studies for Bacillus anthracis Using Multiple Test Methods |  | Liquid Immersion | CFU | 246000 |  |  | 14.25 | cm^2 | 0.001425 | m^2 |  |  |  | 1000 | ppm |  |  | 2 | 20 |  | 50 | Galvanized Metal | time before neutralization | 10 |  | ≥ | 6.7 | LR | [5 empty] | 5 | [10 empty] | steel |  | /cm^2 |  |  |  | 0 | 6.7
USEPA 2010 Determining the Efficacy of Liquids and Fumigants in Systematic Decontamition Studies for Bacillus anthracis Using Multiple Test Methods |  | Liquid Immersion | CFU | 246000 |  |  | 0.25 | cm^2 | 2.5e-05 | m^2 |  |  |  | 1000 | ppm |  |  | 2 | 20 |  | 50 | Glass | time before neutralization | 60 |  |  | 7.1 | LR | 0.9 | SD |  |  |  | 5 | [10 empty] | glass |  | /cm^2
USEPA 2010 Determining the Efficacy of Liquids and Fumigants in Systematic Decontamition Studies for Bacillus anthracis Using Multiple Test Methods |  | Liquid Immersion | CFU | 246000 |  |  | 0.25 | cm^2 | 2.5e-05 | m^2 |  |  |  | 1000 | ppm |  |  | 2 | 20 |  | 50 | Glass | time before neutralization | 60 |  | ≥ | 7.3 | LR | [5 empty] | 5 | [10 empty] | glass |  | /cm^2 |  |  |  | 0 | 7.3
USEPA 2010 Determining the Efficacy of Liquids and Fumigants in Systematic Decontamition Studies for Bacillus anthracis Using Multiple Test Methods |  | Liquid Immersion | CFU | 246000 |  |  | 0.25 | cm^2 | 2.5e-05 | m^2 |  |  |  | 1000 | ppm |  |  | 2 | 20 |  | 50 | Glass | time before neutralization | 10 |  |  | 7.3 | LR | 1.2 | SD |  |  |  | 5 | [10 empty] | glass |  | /cm^2
USEPA 2010 Determining the Efficacy of Liquids and Fumigants in Systematic Decontamition Studies for Bacillus anthracis Using Multiple Test Methods |  | Liquid Immersion | CFU | 246000 |  |  | 0.25 | cm^2 | 2.5e-05 | m^2 |  |  |  | 1000 | ppm |  |  | 2 | 20 |  | 50 | Glass | time before neutralization | 10 |  | ≥ | 7.3 | LR | [5 empty] | 5 | [10 empty] | glass |  | /cm^2 |  |  |  | 0 | 7.3
Ryan 2014 Effect of inoculation method on the determition of decontamition efficacy against Bacillus spores |  | Liquid Immersion | CFU | 246000 |  |  | 2.54 | cm^2 | 0.000254 | m^2 | combined |  |  | 6350 | FAC ppm (FAC mg/L) |  |  |  | 25 |  | 50 | carpet | time immersed |  |  |  | 0.019277 | LR |  | SD |  |  |  | 5 | [10 empty] | carpet |  | /cm^2
Ryan 2014 Effect of inoculation method on the determition of decontamition efficacy against Bacillus spores |  | Liquid Immersion | CFU | 246000 |  |  | 2.54 | cm^2 | 0.000254 | m^2 | combined |  |  | 6350 | FAC ppm (FAC mg/L) |  |  |  | 25 |  | 50 | carpet | time immersed | 1.0474 |  |  | 0.57831 | LR |  | SD |  |  |  | 5 | [10 empty] | carpet |  | /cm^2
Ryan 2014 Effect of inoculation method on the determition of decontamition efficacy against Bacillus spores |  | Liquid Immersion | CFU | 246000 |  |  | 2.54 | cm^2 | 0.000254 | m^2 | combined |  |  | 6350 | FAC ppm (FAC mg/L) |  |  |  | 25 |  | 50 | carpet | time immersed | 4.7383 |  |  | 1.1566 | LR |  | SD |  |  |  | 5 | [10 empty] | carpet |  | /cm^2
Ryan 2014 Effect of inoculation method on the determition of decontamition efficacy against Bacillus spores |  | Liquid Immersion | CFU | 246000 |  |  | 2.54 | cm^2 | 0.000254 | m^2 | combined |  |  | 6350 | FAC ppm (FAC mg/L) |  |  |  | 25 |  | 50 | carpet | time immersed | 6.8493 |  |  | 1.3687 | LR |  | SD |  |  |  | 5 | [10 empty] | carpet |  | /cm^2
Ryan 2014 Effect of inoculation method on the determition of decontamition efficacy against Bacillus spores |  | Liquid Immersion | CFU | 246000 |  |  | 2.54 | cm^2 | 0.000254 | m^2 | combined |  |  | 6350 | FAC ppm (FAC mg/L) |  |  |  | 25 |  | 50 | carpet | time immersed | 10.2813 |  |  | 1.6193 | LR |  | SD |  |  |  | 5 | [10 empty] | carpet |  | /cm^2
Ryan 2014 Effect of inoculation method on the determition of decontamition efficacy against Bacillus spores |  | Liquid Immersion | CFU | 246000 |  |  | 2.54 | cm^2 | 0.000254 | m^2 | combined |  |  | 6350 | FAC ppm (FAC mg/L) |  |  |  | 25 |  | 50 | carpet | time immersed | 60.2344 |  |  | 1.7928 | LR |  | SD |  |  |  | 5 | [10 empty] | carpet |  | /cm^2
Ryan 2014 Effect of inoculation method on the determition of decontamition efficacy against Bacillus spores |  | Liquid Immersion | CFU | 246000 |  |  | 2.54 | cm^2 | 0.000254 | m^2 | combined |  |  | 6350 | FAC ppm (FAC mg/L) |  |  |  | 25 |  | 50 | carpet | time immersed |  |  |  | -0.019277 | LR |  | SD |  |  |  | 5 | [10 empty] | carpet |  | /cm^2
Ryan 2014 Effect of inoculation method on the determition of decontamition efficacy against Bacillus spores |  | Liquid Immersion | CFU | 246000 |  |  | 2.54 | cm^2 | 0.000254 | m^2 | combined |  |  | 6350 | FAC ppm (FAC mg/L) |  |  |  | 25 |  | 50 | carpet | time immersed | 0.90409 |  |  | 1.253 | LR |  | SD |  |  |  | 5 | [10 empty] | carpet |  | /cm^2
Ryan 2014 Effect of inoculation method on the determition of decontamition efficacy against Bacillus spores |  | Liquid Immersion | CFU | 246000 |  |  | 2.54 | cm^2 | 0.000254 | m^2 | combined |  |  | 6350 | FAC ppm (FAC mg/L) |  |  |  | 25 |  | 50 | carpet | time immersed | 4.9864 |  |  | 2.1398 | LR |  | SD |  |  |  | 5 | [10 empty] | carpet |  | /cm^2
Ryan 2014 Effect of inoculation method on the determition of decontamition efficacy against Bacillus spores |  | Liquid Immersion | CFU | 246000 |  |  | 2.54 | cm^2 | 0.000254 | m^2 | combined |  |  | 6350 | FAC ppm (FAC mg/L) |  |  |  | 25 |  | 50 | carpet | time immersed | 6.8277 |  |  | 2.6795 | LR |  | SD |  |  |  | 5 | [10 empty] | carpet |  | /cm^2
Ryan 2014 Effect of inoculation method on the determition of decontamition efficacy against Bacillus spores |  | Liquid Immersion | CFU | 246000 |  |  | 2.54 | cm^2 | 0.000254 | m^2 | combined |  |  | 6350 | FAC ppm (FAC mg/L) |  |  |  | 25 |  | 50 | carpet | time immersed | 10.2584 |  |  | 3.0072 | LR |  | SD |  |  |  | 5 | [10 empty] | carpet |  | /cm^2
Ryan 2014 Effect of inoculation method on the determition of decontamition efficacy against Bacillus spores |  | Liquid Immersion | CFU | 246000 |  |  | 2.54 | cm^2 | 0.000254 | m^2 | combined |  |  | 6350 | FAC ppm (FAC mg/L) |  |  |  | 25 |  | 50 | carpet | time immersed | 60.1818 |  |  | 4.9735 | LR |  | SD |  |  |  | 5 | [10 empty] | carpet |  | /cm^2
Ryan 2014 Effect of inoculation method on the determition of decontamition efficacy against Bacillus spores |  | Liquid Immersion | CFU | 246000 |  |  | 2.54 | cm^2 | 0.000254 | m^2 | combined |  |  | 6350 | FAC ppm (FAC mg/L) |  |  |  | 25 |  | 50 | galvanized metal | time immersed | 0.12992 |  |  | -0.020101 | LR |  | SD |  |  |  | 5 | [10 empty] | steel |  | /cm^2
Ryan 2014 Effect of inoculation method on the determition of decontamition efficacy against Bacillus spores |  | Liquid Immersion | CFU | 246000 |  |  | 2.54 | cm^2 | 0.000254 | m^2 | combined |  |  | 6350 | FAC ppm (FAC mg/L) |  |  |  | 25 |  | 50 | galvanized metal | time immersed | 0.99276 |  |  | 2.7136 | LR |  | SD |  |  |  | 5 | [10 empty] | steel |  | /cm^2
Ryan 2014 Effect of inoculation method on the determition of decontamition efficacy against Bacillus spores |  | Liquid Immersion | CFU | 246000 |  |  | 2.54 | cm^2 | 0.000254 | m^2 | combined |  |  | 6350 | FAC ppm (FAC mg/L) |  |  |  | 25 |  | 50 | galvanized metal | time immersed | 9.8872 |  |  | 5.6281 | LR |  | SD |  |  |  | 5 | [10 empty] | steel |  | /cm^2
Ryan 2014 Effect of inoculation method on the determition of decontamition efficacy against Bacillus spores |  | Liquid Immersion | CFU | 246000 |  |  | 2.54 | cm^2 | 0.000254 | m^2 | combined |  |  | 6350 | FAC ppm (FAC mg/L) |  |  |  | 25 |  | 50 | galvanized metal | time immersed | 19.8614 |  |  | 5.8894 | LR |  | SD |  |  |  | 5 | [10 empty] | steel |  | /cm^2
Ryan 2014 Effect of inoculation method on the determition of decontamition efficacy against Bacillus spores |  | Liquid Immersion | CFU | 246000 |  |  | 2.54 | cm^2 | 0.000254 | m^2 | combined |  |  | 6350 | FAC ppm (FAC mg/L) |  |  |  | 25 |  | 50 | galvanized metal | time immersed | 29.903 |  |  | 1.9899 | LR |  | SD |  |  |  | 5 | [10 empty] | steel |  | /cm^2
Ryan 2014 Effect of inoculation method on the determition of decontamition efficacy against Bacillus spores |  | Liquid Immersion | CFU | 246000 |  |  | 2.54 | cm^2 | 0.000254 | m^2 | combined |  |  | 6350 | FAC ppm (FAC mg/L) |  |  |  | 25 |  | 50 | galvanized metal | time immersed | 60.0179 |  |  | 6.8945 | LR |  | SD |  |  |  | 5 | [10 empty] | steel |  | /cm^2
Ryan 2014 Effect of inoculation method on the determition of decontamition efficacy against Bacillus spores |  | Liquid Immersion | CFU | 246000 |  |  | 2.54 | cm^2 | 0.000254 | m^2 | combined |  |  | 6350 | FAC ppm (FAC mg/L) |  |  |  | 25 |  | 50 | galvanized metal | time immersed | 0.12926 |  |  | 0.020101 | LR |  | SD |  |  |  | 5 | [10 empty] | steel |  | /cm^2
Ryan 2014 Effect of inoculation method on the determition of decontamition efficacy against Bacillus spores |  | Liquid Immersion | CFU | 246000 |  |  | 2.54 | cm^2 | 0.000254 | m^2 | combined |  |  | 6350 | FAC ppm (FAC mg/L) |  |  |  | 25 |  | 50 | galvanized metal | time immersed | 0.70591 |  |  | 4.4221 | LR |  | SD |  |  |  | 5 | [10 empty] | steel |  | /cm^2
Ryan 2014 Effect of inoculation method on the determition of decontamition efficacy against Bacillus spores |  | Liquid Immersion | CFU | 246000 |  |  | 2.54 | cm^2 | 0.000254 | m^2 | combined |  |  | 6350 | FAC ppm (FAC mg/L) |  |  |  | 25 |  | 50 | galvanized metal | time immersed | 9.8964 |  |  | 5.0653 | LR |  | SD |  |  |  | 5 | [10 empty] | steel |  | /cm^2
Ryan 2014 Effect of inoculation method on the determition of decontamition efficacy against Bacillus spores |  | Liquid Immersion | CFU | 246000 |  |  | 2.54 | cm^2 | 0.000254 | m^2 | combined |  |  | 6350 | FAC ppm (FAC mg/L) |  |  |  | 25 |  | 50 | galvanized metal | time immersed | 19.726 |  |  | 6.2513 | LR |  | SD |  |  |  | 5 | [10 empty] | steel |  | /cm^2
Ryan 2014 Effect of inoculation method on the determition of decontamition efficacy against Bacillus spores |  | Liquid Immersion | CFU | 246000 |  |  | 2.54 | cm^2 | 0.000254 | m^2 | combined |  |  | 6350 | FAC ppm (FAC mg/L) |  |  |  | 25 |  | 50 | galvanized metal | time immersed | 29.8597 |  |  | 4.6633 | LR |  | SD |  |  |  | 5 | [10 empty] | steel |  | /cm^2
Ryan 2014 Effect of inoculation method on the determition of decontamition efficacy against Bacillus spores |  | Liquid Immersion | CFU | 246000 |  |  | 2.54 | cm^2 | 0.000254 | m^2 | combined |  |  | 6350 | FAC ppm (FAC mg/L) |  |  |  | 25 |  | 50 | galvanized metal | time immersed | 59.7438 |  |  | 7.8191 | LR |  | SD |  |  |  | 5 | [10 empty] | steel |  | /cm^2
Ryan 2014 Effect of inoculation method on the determition of decontamition efficacy against Bacillus spores |  | Liquid Immersion | CFU | 246000 |  |  | 2.54 | cm^2 | 0.000254 | m^2 | combined |  |  | 6350 | FAC ppm (FAC mg/L) |  |  |  | 25 |  | 50 | painted wallboard paper | time immersed |  |  |  | -0.020672 | LR |  | SD |  |  |  | 5 | [10 empty] | wallboard |  | /cm^2
Ryan 2014 Effect of inoculation method on the determition of decontamition efficacy against Bacillus spores |  | Liquid Immersion | CFU | 246000 |  |  | 2.54 | cm^2 | 0.000254 | m^2 | combined |  |  | 6350 | FAC ppm (FAC mg/L) |  |  |  | 25 |  | 50 | painted wallboard paper | time immersed | 0.9375 |  |  | 1.5504 | LR |  | SD |  |  |  | 5 | [10 empty] | wallboard |  | /cm^2
Ryan 2014 Effect of inoculation method on the determition of decontamition efficacy against Bacillus spores |  | Liquid Immersion | CFU | 246000 |  |  | 2.54 | cm^2 | 0.000254 | m^2 | combined |  |  | 6350 | FAC ppm (FAC mg/L) |  |  |  | 25 |  | 50 | painted wallboard paper | time immersed | 9.9107 |  |  | 3.5142 | LR |  | SD |  |  |  | 5 | [10 empty] | wallboard |  | /cm^2
Ryan 2014 Effect of inoculation method on the determition of decontamition efficacy against Bacillus spores |  | Liquid Immersion | CFU | 246000 |  |  | 2.54 | cm^2 | 0.000254 | m^2 | combined |  |  | 6350 | FAC ppm (FAC mg/L) |  |  |  | 25 |  | 50 | painted wallboard paper | time immersed | 20.0893 |  |  | 3.8243 | LR |  | SD |  |  |  | 5 | [10 empty] | wallboard |  | /cm^2
Ryan 2014 Effect of inoculation method on the determition of decontamition efficacy against Bacillus spores |  | Liquid Immersion | CFU | 246000 |  |  | 2.54 | cm^2 | 0.000254 | m^2 | combined |  |  | 6350 | FAC ppm (FAC mg/L) |  |  |  | 25 |  | 50 | painted wallboard paper | time immersed | 29.8661 |  |  | 2.5426 | LR |  | SD |  |  |  | 5 | [10 empty] | wallboard |  | /cm^2
Ryan 2014 Effect of inoculation method on the determition of decontamition efficacy against Bacillus spores |  | Liquid Immersion | CFU | 246000 |  |  | 2.54 | cm^2 | 0.000254 | m^2 | combined |  |  | 6350 | FAC ppm (FAC mg/L) |  |  |  | 25 |  | 50 | painted wallboard paper | time immersed | 60.1339 |  |  | 3.969 | LR |  | SD |  |  |  | 5 | [10 empty] | wallboard |  | /cm^2
Ryan 2014 Effect of inoculation method on the determition of decontamition efficacy against Bacillus spores |  | Liquid Immersion | CFU | 246000 |  |  | 2.54 | cm^2 | 0.000254 | m^2 | combined |  |  | 6350 | FAC ppm (FAC mg/L) |  |  |  | 25 |  | 50 | painted wallboard paper | time immersed |  |  |  | 0 | LR |  | SD |  |  |  | 5 | [10 empty] | wallboard |  | /cm^2
Ryan 2014 Effect of inoculation method on the determition of decontamition efficacy against Bacillus spores |  | Liquid Immersion | CFU | 246000 |  |  | 2.54 | cm^2 | 0.000254 | m^2 | combined |  |  | 6350 | FAC ppm (FAC mg/L) |  |  |  | 25 |  | 50 | painted wallboard paper | time immersed | 0.80357 |  |  | 3.5142 | LR |  | SD |  |  |  | 5 | [10 empty] | wallboard |  | /cm^2
Ryan 2014 Effect of inoculation method on the determition of decontamition efficacy against Bacillus spores |  | Liquid Immersion | CFU | 246000 |  |  | 2.54 | cm^2 | 0.000254 | m^2 | combined |  |  | 6350 | FAC ppm (FAC mg/L) |  |  |  | 25 |  | 50 | painted wallboard paper | time immersed | 9.6429 |  |  | 5.6227 | LR |  | SD |  |  |  | 5 | [10 empty] | wallboard |  | /cm^2
Ryan 2014 Effect of inoculation method on the determition of decontamition efficacy against Bacillus spores |  | Liquid Immersion | CFU | 246000 |  |  | 2.54 | cm^2 | 0.000254 | m^2 | combined |  |  | 6350 | FAC ppm (FAC mg/L) |  |  |  | 25 |  | 50 | painted wallboard paper | time immersed | 20.0893 |  |  | 7.2351 | LR |  | SD |  |  |  | 5 | [10 empty] | wallboard |  | /cm^2
Ryan 2014 Effect of inoculation method on the determition of decontamition efficacy against Bacillus spores |  | Liquid Immersion | CFU | 246000 |  |  | 2.54 | cm^2 | 0.000254 | m^2 | combined |  |  | 6350 | FAC ppm (FAC mg/L) |  |  |  | 25 |  | 50 | painted wallboard paper | time immersed | 29.8661 |  |  | 5.3333 | LR |  | SD |  |  |  | 5 | [10 empty] | wallboard |  | /cm^2
Ryan 2014 Effect of inoculation method on the determition of decontamition efficacy against Bacillus spores |  | Liquid Immersion | CFU | 246000 |  |  | 2.54 | cm^2 | 0.000254 | m^2 | combined |  |  | 6350 | FAC ppm (FAC mg/L) |  |  |  | 25 |  | 50 | painted wallboard paper | time immersed | 60.4018 |  |  | 5.9328 | LR |  | SD |  |  |  | 5 | [10 empty] | wallboard |  | /cm^2
Ryan 2014 Effect of inoculation method on the determition of decontamition efficacy against Bacillus spores |  | Liquid Immersion | CFU | 246000 |  |  | 2.54 | cm^2 | 0.000254 | m^2 | combined |  |  | 6350 | FAC ppm (FAC mg/L) |  |  |  | 25 |  | 50 | bare fir wood | time immersed | 3.3307e-15 |  |  | -4.4409e-16 | LR |  | SD |  |  |  | 5 | [10 empty] | bare wood |  | /cm^2
Ryan 2014 Effect of inoculation method on the determition of decontamition efficacy against Bacillus spores |  | Liquid Immersion | CFU | 246000 |  |  | 2.54 | cm^2 | 0.000254 | m^2 | combined |  |  | 6350 | FAC ppm (FAC mg/L) |  |  |  | 25 |  | 50 | bare fir wood | time immersed | 0.92087 |  |  | 0.50242 | LR |  | SD |  |  |  | 5 | [10 empty] | bare wood |  | /cm^2
Ryan 2014 Effect of inoculation method on the determition of decontamition efficacy against Bacillus spores |  | Liquid Immersion | CFU | 246000 |  |  | 2.54 | cm^2 | 0.000254 | m^2 | combined |  |  | 6350 | FAC ppm (FAC mg/L) |  |  |  | 25 |  | 50 | bare fir wood | time immersed | 10.0593 |  |  | 1.7585 | LR |  | SD |  |  |  | 5 | [10 empty] | bare wood |  | /cm^2
Ryan 2014 Effect of inoculation method on the determition of decontamition efficacy against Bacillus spores |  | Liquid Immersion | CFU | 246000 |  |  | 2.54 | cm^2 | 0.000254 | m^2 | combined |  |  | 6350 | FAC ppm (FAC mg/L) |  |  |  | 25 |  | 50 | bare fir wood | time immersed | 19.8711 |  |  | 2.4348 | LR |  | SD |  |  |  | 5 | [10 empty] | bare wood |  | /cm^2
Ryan 2014 Effect of inoculation method on the determition of decontamition efficacy against Bacillus spores |  | Liquid Immersion | CFU | 246000 |  |  | 2.54 | cm^2 | 0.000254 | m^2 | combined |  |  | 6350 | FAC ppm (FAC mg/L) |  |  |  | 25 |  | 50 | bare fir wood | time immersed | 30.2353 |  |  | 1.8164 | LR |  | SD |  |  |  | 5 | [10 empty] | bare wood |  | /cm^2
Ryan 2014 Effect of inoculation method on the determition of decontamition efficacy against Bacillus spores |  | Liquid Immersion | CFU | 246000 |  |  | 2.54 | cm^2 | 0.000254 | m^2 | combined |  |  | 6350 | FAC ppm (FAC mg/L) |  |  |  | 25 |  | 50 | bare fir wood | time immersed | 59.957 |  |  | 2.5894 | LR |  | SD |  |  |  | 5 | [10 empty] | bare wood |  | /cm^2
Ryan 2014 Effect of inoculation method on the determition of decontamition efficacy against Bacillus spores |  | Liquid Immersion | CFU | 246000 |  |  | 2.54 | cm^2 | 0.000254 | m^2 | combined |  |  | 6350 | FAC ppm (FAC mg/L) |  |  |  | 25 |  | 50 | bare fir wood | time immersed | 0.00032064 |  |  | -0.019324 | LR |  | SD |  |  |  | 5 | [10 empty] | bare wood |  | /cm^2
Ryan 2014 Effect of inoculation method on the determition of decontamition efficacy against Bacillus spores |  | Liquid Immersion | CFU | 246000 |  |  | 2.54 | cm^2 | 0.000254 | m^2 | combined |  |  | 6350 | FAC ppm (FAC mg/L) |  |  |  | 25 |  | 50 | bare fir wood | time immersed | 0.74195 |  |  | 3.285 | LR |  | SD |  |  |  | 5 | [10 empty] | bare wood |  | /cm^2
Ryan 2014 Effect of inoculation method on the determition of decontamition efficacy against Bacillus spores |  | Liquid Immersion | CFU | 246000 |  |  | 2.54 | cm^2 | 0.000254 | m^2 | combined |  |  | 6350 | FAC ppm (FAC mg/L) |  |  |  | 25 |  | 50 | bare fir wood | time immersed | 9.8756 |  |  | 4.8309 | LR |  | SD |  |  |  | 5 | [10 empty] | bare wood |  | /cm^2
Ryan 2014 Effect of inoculation method on the determition of decontamition efficacy against Bacillus spores |  | Liquid Immersion | CFU | 246000 |  |  | 2.54 | cm^2 | 0.000254 | m^2 | combined |  |  | 6350 | FAC ppm (FAC mg/L) |  |  |  | 25 |  | 50 | bare fir wood | time immersed | 19.9628 |  |  | 4.9082 | LR |  | SD |  |  |  | 5 | [10 empty] | bare wood |  | /cm^2
Ryan 2014 Effect of inoculation method on the determition of decontamition efficacy against Bacillus spores |  | Liquid Immersion | CFU | 246000 |  |  | 2.54 | cm^2 | 0.000254 | m^2 | combined |  |  | 6350 | FAC ppm (FAC mg/L) |  |  |  | 25 |  | 50 | bare fir wood | time immersed | 29.6518 |  |  | 4.9855 | LR |  | SD |  |  |  | 5 | [10 empty] | bare wood |  | /cm^2
Ryan 2014 Effect of inoculation method on the determition of decontamition efficacy against Bacillus spores |  | Liquid Immersion | CFU | 200000 |  |  | 2.54 | cm^2 | 0.000254 | m^2 | combined |  |  | 6350 | FAC ppm (FAC mg/L) |  |  |  | 25 |  | 50 | bare fir wood | time immersed | 60.0218 |  |  | 6.686 | LR |  | SD |  |  |  | 5 | [10 empty] | bare wood |  | /cm^2
EPA 2011 Systematic Investigation of Liquid and Fumigant Decontamition Efficacy against Biological Agents Deposited on Test Coupons of Common Indoor Materials |  | Liquid Immersion | CFU | 200000 |  |  | 14.25 | cm^2 | 0.001425 | m^2 | discarded |  |  | 6350 | FAC ppm (FAC mg/L) |  |  | 2 | 22 |  | 50 | plate glass | time immersed | 5 |  | > | 6.88 | LR | 0.014 | nonparametric p-value |  |  |  | 5 | [10 empty] | glass |  | /cm^2 |  |  |  | 0 | 6.88
EPA 2011 Systematic Investigation of Liquid and Fumigant Decontamition Efficacy against Biological Agents Deposited on Test Coupons of Common Indoor Materials |  | Liquid Immersion | CFU | 200000 |  |  | 14.25 | cm^2 | 0.001425 | m^2 | discarded |  |  | 6350 | FAC ppm (FAC mg/L) |  |  | 2 | 22 |  | 50 | plate glass | time immersed | 5 |  | > | 6.79 | LR | 0.014 | nonparametric p-value |  |  |  | 5 | [10 empty] | glass |  | /cm^2 |  |  |  | 0 | 6.79
EPA 2011 Systematic Investigation of Liquid and Fumigant Decontamition Efficacy against Biological Agents Deposited on Test Coupons of Common Indoor Materials |  | Liquid Immersion | CFU | 200000 |  |  | 14.25 | cm^2 | 0.001425 | m^2 | discarded |  |  | 6350 | FAC ppm (FAC mg/L) |  |  | 2 | 22 |  | 50 | plate glass | time immersed | 5 |  | > | 5.89 | LR | 0.014 | nonparametric p-value |  |  |  | 5 | [10 empty] | glass |  | /cm^2 |  |  |  | 0 | 5.89
EPA 2011 Systematic Investigation of Liquid and Fumigant Decontamition Efficacy against Biological Agents Deposited on Test Coupons of Common Indoor Materials |  | Liquid Immersion | CFU | 200000 |  |  | 14.25 | cm^2 | 0.001425 | m^2 | discarded |  |  | 6350 | FAC ppm (FAC mg/L) |  |  | 2 | 22 |  | 50 | plate glass | time immersed | 5 |  | > | 6.59 | LR | 0.014 | nonparametric p-value |  |  |  | 5 | [10 empty] | glass |  | /cm^2 |  |  |  | 0 | 6.59
EPA 2011 Systematic Investigation of Liquid and Fumigant Decontamition Efficacy against Biological Agents Deposited on Test Coupons of Common Indoor Materials |  | Liquid Immersion | CFU | 200000 |  |  | 14.25 | cm^2 | 0.001425 | m^2 | discarded |  |  | 6350 | FAC ppm (FAC mg/L) |  |  | 2 | 22 |  | 50 | Painted Concrete | time immersed | 5 |  | > | 7.1 | LR | 0.014 | nonparametric p-value |  |  |  | 5 | [10 empty] | painted concrete |  | /cm^2 |  |  |  | 0 | 7.1
EPA 2011 Systematic Investigation of Liquid and Fumigant Decontamition Efficacy against Biological Agents Deposited on Test Coupons of Common Indoor Materials |  | Liquid Immersion | CFU | 200000 |  |  | 14.25 | cm^2 | 0.001425 | m^2 | discarded |  |  | 6350 | FAC ppm (FAC mg/L) |  |  | 2 | 22 |  | 50 | Painted Concrete | time immersed | 5 |  |  | 4.03 | LR | (3.78,4.28) | CI (a,b) |  |  |  | 5 | [10 empty] | painted concrete |  | /cm^2
EPA 2011 Systematic Investigation of Liquid and Fumigant Decontamition Efficacy against Biological Agents Deposited on Test Coupons of Common Indoor Materials |  | Liquid Immersion | CFU | 200000 |  |  | 14.25 | cm^2 | 0.001425 | m^2 | discarded |  |  | 6350 | FAC ppm (FAC mg/L) |  |  | 2 | 22 |  | 50 | Painted Concrete | time immersed | 5 |  | > | 6.59 | LR | 0.014 | nonparametric p-value |  |  |  | 5 | [10 empty] | painted concrete |  | /cm^2 |  |  |  | 0 | 6.59
EPA 2011 Systematic Investigation of Liquid and Fumigant Decontamition Efficacy against Biological Agents Deposited on Test Coupons of Common Indoor Materials |  | Liquid Immersion | CFU | 200000 |  |  | 14.25 | cm^2 | 0.001425 | m^2 | discarded |  |  | 6350 | FAC ppm (FAC mg/L) |  |  | 2 | 22 |  | 50 | Painted Concrete | time immersed | 5 |  | > | 7.04 | LR | 0.014 | nonparametric p-value |  |  |  | 5 | [10 empty] | painted concrete |  | /cm^2 |  |  |  | 0 | 7.04
EPA 2011 Systematic Investigation of Liquid and Fumigant Decontamition Efficacy against Biological Agents Deposited on Test Coupons of Common Indoor Materials |  | Liquid Immersion | CFU | 200000 |  |  | 14.25 | cm^2 | 0.001425 | m^2 | discarded |  |  | 6350 | FAC ppm (FAC mg/L) |  |  | 2 | 22 |  | 50 | Industrial Carpet | time immersed | 5 |  |  | 2.92 | LR | (2.73,3.11) | CI (a,b) |  |  |  | 5 | [10 empty] | carpet |  | /cm^2
EPA 2011 Systematic Investigation of Liquid and Fumigant Decontamition Efficacy against Biological Agents Deposited on Test Coupons of Common Indoor Materials |  | Liquid Immersion | CFU | 200000 |  |  | 14.25 | cm^2 | 0.001425 | m^2 | discarded |  |  | 6350 | FAC ppm (FAC mg/L) |  |  | 2 | 22 |  | 50 | Industrial Carpet | time immersed | 5 |  |  | 3.92 | LR | (3.83,4.00) | CI (a,b) |  |  |  | 5 | [10 empty] | carpet |  | /cm^2
EPA 2011 Systematic Investigation of Liquid and Fumigant Decontamition Efficacy against Biological Agents Deposited on Test Coupons of Common Indoor Materials |  | Liquid Immersion | CFU | 200000 |  |  | 14.25 | cm^2 | 0.001425 | m^2 | discarded |  |  | 6350 | FAC ppm (FAC mg/L) |  |  | 2 | 22 |  | 50 | Industrial Carpet | time immersed | 5 |  |  | 6.26 | LR | p0.014 | CI (a,b) |  |  |  | 5 | [10 empty] | carpet |  | /cm^2
EPA 2011 Systematic Investigation of Liquid and Fumigant Decontamition Efficacy against Biological Agents Deposited on Test Coupons of Common Indoor Materials |  | Liquid Immersion | CFU | 200000 |  |  | 14.25 | cm^2 | 0.001425 | m^2 | discarded |  |  | 6350 | FAC ppm (FAC mg/L) |  |  | 2 | 22 |  | 50 | Industrial Carpet | time immersed | 5 |  |  | 2.86 | LR | (2.73,2.98) | CI (a,b) |  |  |  | 5 | [10 empty] | carpet |  | /cm^2
EPA 2011 Systematic Investigation of Liquid and Fumigant Decontamition Efficacy against Biological Agents Deposited on Test Coupons of Common Indoor Materials |  | Liquid Immersion | CFU | 200000 |  |  | 14.25 | cm^2 | 0.001425 | m^2 | discarded |  |  | 6350 | FAC ppm (FAC mg/L) |  |  | 2 | 22 |  | 50 | Galvanized metal | time immersed | 5 |  | > | 7.7 | LR | 0.014 | nonparametric p-value |  |  |  | 5 | [10 empty] | steel |  | /cm^2 |  |  |  | 0 | 7.7
EPA 2011 Systematic Investigation of Liquid and Fumigant Decontamition Efficacy against Biological Agents Deposited on Test Coupons of Common Indoor Materials |  | Liquid Immersion | CFU | 200000 |  |  | 14.25 | cm^2 | 0.001425 | m^2 | discarded |  |  | 6350 | FAC ppm (FAC mg/L) |  |  | 2 | 22 |  | 50 | Galvanized metal | time immersed | 5 |  | > | 7.26 | LR | 0.014 | nonparametric p-value |  |  |  | 5 | [10 empty] | steel |  | /cm^2 |  |  |  | 0 | 7.26
EPA 2011 Systematic Investigation of Liquid and Fumigant Decontamition Efficacy against Biological Agents Deposited on Test Coupons of Common Indoor Materials |  | Liquid Immersion | CFU | 200000 |  |  | 14.25 | cm^2 | 0.001425 | m^2 | discarded |  |  | 6350 | FAC ppm (FAC mg/L) |  |  | 2 | 22 |  | 50 | Galvanized metal | time immersed | 5 |  | > | 6.87 | LR | 0.014 | nonparametric p-value |  |  |  | 5 | [10 empty] | steel |  | /cm^2 |  |  |  | 0 | 6.87
EPA 2011 Systematic Investigation of Liquid and Fumigant Decontamition Efficacy against Biological Agents Deposited on Test Coupons of Common Indoor Materials |  | Liquid Immersion | CFU | 1000000 |  |  | 14.25 | cm^2 | 0.001425 | m^2 | discarded |  |  | 6350 | FAC ppm (FAC mg/L) |  |  | 2 | 22 |  | 50 | Galvanized metal | time immersed | 5 |  | > | 7.6 | LR | 0.014 | nonparametric p-value |  |  |  | 5 | [10 empty] | steel |  | /cm^2 |  |  |  | 0 | 7.6
EPA 2011 Systematic Investigation of Liquid and Fumigant Decontamition Efficacy against Biological Agents Deposited on Test Coupons of Common Indoor Materials |  | Liquid Immersion | CFU | 1000000 |  |  | 14.25 | cm^2 | 0.001425 | m^2 | discarded |  |  | 6350 | FAC ppm (FAC mg/L) |  |  | 2 | 22 |  | 50 | Particle Board | time immersed | 5 |  |  | 5.06 | LR | (4.38,5.73) | CI (a,b) |  |  |  | 5 | [10 empty] | treated wood |  | /cm^2
EPA 2011 Systematic Investigation of Liquid and Fumigant Decontamition Efficacy against Biological Agents Deposited on Test Coupons of Common Indoor Materials |  | Liquid Immersion | CFU | 1000000 |  |  | 14.25 | cm^2 | 0.001425 | m^2 | discarded |  |  | 6350 | FAC ppm (FAC mg/L) |  |  | 2 | 22 |  | 50 | Particle Board | time immersed | 5 |  |  | 4.22 | LR | (3.94,4.50) | CI (a,b) |  |  |  | 5 | [10 empty] | treated wood |  | /cm^2
EPA 2011 Systematic Investigation of Liquid and Fumigant Decontamition Efficacy against Biological Agents Deposited on Test Coupons of Common Indoor Materials |  | Liquid Immersion | CFU | 1000000 |  |  | 14.25 | cm^2 | 0.001425 | m^2 | discarded |  |  | 6350 | FAC ppm (FAC mg/L) |  |  | 2 | 22 |  | 50 | Particle Board | time immersed | 5 |  |  | 4.11 | LR | (3.64,4.58) | CI (a,b) |  |  |  | 5 | [10 empty] | treated wood |  | /cm^2
EPA 2011 Systematic Investigation of Liquid and Fumigant Decontamition Efficacy against Biological Agents Deposited on Test Coupons of Common Indoor Materials |  | Liquid Immersion | CFU | 1000000 |  |  | 14.25 | cm^2 | 0.001425 | m^2 | discarded |  |  | 6350 | FAC ppm (FAC mg/L) |  |  | 2 | 22 |  | 50 | Particle Board | time immersed | 5 |  |  | 2.91 | LR | (2.64,3.17) | CI (a,b) |  |  |  | 5 | [10 empty] | treated wood |  | /cm^2
EPA 2011 Systematic Investigation of Liquid and Fumigant Decontamition Efficacy against Biological Agents Deposited on Test Coupons of Common Indoor Materials |  | Liquid Immersion | CFU | 1000000 |  |  | 14.25 | cm^2 | 0.001425 | m^2 | discarded |  |  | 6350 | FAC ppm (FAC mg/L) |  |  | 2 | 22 |  | 50 | Decorative Lamite | time immersed | 5 |  | > | 7.09 | LR | 0.014 | nonparametric p-value |  |  |  | 5 | [10 empty] | lamite |  | /cm^2 |  |  |  | 0 | 7.09
EPA 2011 Systematic Investigation of Liquid and Fumigant Decontamition Efficacy against Biological Agents Deposited on Test Coupons of Common Indoor Materials |  | Liquid Immersion | CFU | 1000000 |  |  | 14.25 | cm^2 | 0.001425 | m^2 | discarded |  |  | 6350 | FAC ppm (FAC mg/L) |  |  | 2 | 22 |  | 50 | Decorative Lamite | time immersed | 5 |  | > | 7.49 | LR | 0.014 | nonparametric p-value |  |  |  | 5 | [10 empty] | lamite |  | /cm^2 |  |  |  | 0 | 7.49
EPA 2011 Systematic Investigation of Liquid and Fumigant Decontamition Efficacy against Biological Agents Deposited on Test Coupons of Common Indoor Materials |  | Liquid Immersion | CFU | 1000000 |  |  | 14.25 | cm^2 | 0.001425 | m^2 | discarded |  |  | 6350 | FAC ppm (FAC mg/L) |  |  | 2 | 22 |  | 50 | Decorative Lamite | time immersed | 5 |  | > | 6.9 | LR | 0.014 | nonparametric p-value |  |  |  | 5 | [10 empty] | lamite |  | /cm^2 |  |  |  | 0 | 6.9
EPA 2011 Systematic Investigation of Liquid and Fumigant Decontamition Efficacy against Biological Agents Deposited on Test Coupons of Common Indoor Materials |  | Liquid Immersion | CFU | 1000000 |  |  | 14.25 | cm^2 | 0.001425 | m^2 | discarded |  |  | 6350 | FAC ppm (FAC mg/L) |  |  | 2 | 22 |  | 50 | Decorative Lamite | time immersed | 5 |  | > | 7.81 | LR | 0.014 | nonparametric p-value |  |  |  | 5 | [10 empty] | lamite |  | /cm^2 |  |  |  | 0 | 7.81
EPA 2011 Systematic Investigation of Liquid and Fumigant Decontamition Efficacy against Biological Agents Deposited on Test Coupons of Common Indoor Materials |  | Liquid Immersion | CFU | 1000000 |  |  | 14.25 | cm^2 | 0.001425 | m^2 | discarded |  |  | 6350 | FAC ppm (FAC mg/L) |  |  | 2 | 22 |  | 50 | plate glass | time immersed | 10 |  | > | 6.7 | LR | 0.014 | nonparametric p-value |  |  |  | 5 | [10 empty] | glass |  | /cm^2 |  |  |  | 0 | 6.7
EPA 2011 Systematic Investigation of Liquid and Fumigant Decontamition Efficacy against Biological Agents Deposited on Test Coupons of Common Indoor Materials |  | Liquid Immersion | CFU | 1000000 |  |  | 14.25 | cm^2 | 0.001425 | m^2 | discarded |  |  | 6350 | FAC ppm (FAC mg/L) |  |  | 2 | 22 |  | 50 | plate glass | time immersed | 10 |  | > | 6.46 | LR | 0.014 | nonparametric p-value |  |  |  | 5 | [10 empty] | glass |  | /cm^2 |  |  |  | 0 | 6.46
EPA 2011 Systematic Investigation of Liquid and Fumigant Decontamition Efficacy against Biological Agents Deposited on Test Coupons of Common Indoor Materials |  | Liquid Immersion | CFU | 1000000 |  |  | 14.25 | cm^2 | 0.001425 | m^2 | discarded |  |  | 6350 | FAC ppm (FAC mg/L) |  |  | 2 | 22 |  | 50 | Painted Concrete | time immersed | 10 |  | > | 7.15 | LR | 0.014 | nonparametric p-value |  |  |  | 5 | [10 empty] | painted concrete |  | /cm^2 |  |  |  | 0 | 7.15
EPA 2011 Systematic Investigation of Liquid and Fumigant Decontamition Efficacy against Biological Agents Deposited on Test Coupons of Common Indoor Materials |  | Liquid Immersion | CFU | 1000000 |  |  | 14.25 | cm^2 | 0.001425 | m^2 | discarded |  |  | 6350 | FAC ppm (FAC mg/L) |  |  | 2 | 22 |  | 50 | Painted Concrete | time immersed | 10 |  | > | 7.6 | LR | 0.014 | nonparametric p-value |  |  |  | 5 | [10 empty] | painted concrete |  | /cm^2 |  |  |  | 0 | 7.6
EPA 2011 Systematic Investigation of Liquid and Fumigant Decontamition Efficacy against Biological Agents Deposited on Test Coupons of Common Indoor Materials |  | Liquid Immersion | CFU | 1000000 |  |  | 14.25 | cm^2 | 0.001425 | m^2 | discarded |  |  | 6350 | FAC ppm (FAC mg/L) |  |  | 2 | 22 |  | 50 | Industrial Carpet | time immersed | 10 |  | > | 5.03 | LR | 0.014 | nonparametric p-value |  |  |  | 5 | [10 empty] | carpet |  | /cm^2 |  |  |  | 0 | 5.03
EPA 2011 Systematic Investigation of Liquid and Fumigant Decontamition Efficacy against Biological Agents Deposited on Test Coupons of Common Indoor Materials |  | Liquid Immersion | CFU | 1000000 |  |  | 14.25 | cm^2 | 0.001425 | m^2 | discarded |  |  | 6350 | FAC ppm (FAC mg/L) |  |  | 2 | 22 |  | 50 | Industrial Carpet | time immersed | 10 |  |  | 3.99 | LR | (3.85,4.14) | CI (a,b) |  |  |  | 5 | [10 empty] | carpet |  | /cm^2
EPA 2011 Systematic Investigation of Liquid and Fumigant Decontamition Efficacy against Biological Agents Deposited on Test Coupons of Common Indoor Materials |  | Liquid Immersion | CFU | 1000000 |  |  | 14.25 | cm^2 | 0.001425 | m^2 | discarded |  |  | 6350 | FAC ppm (FAC mg/L) |  |  | 2 | 22 |  | 50 | Galvanized metal | time immersed | 10 |  | > | 7.69 | LR | 0.014 | nonparametric p-value |  |  |  | 5 | [10 empty] | steel |  | /cm^2 |  |  |  | 0 | 7.69
EPA 2011 Systematic Investigation of Liquid and Fumigant Decontamition Efficacy against Biological Agents Deposited on Test Coupons of Common Indoor Materials |  | Liquid Immersion | CFU | 1000000 |  |  | 14.25 | cm^2 | 0.001425 | m^2 | discarded |  |  | 6350 | FAC ppm (FAC mg/L) |  |  | 2 | 22 |  | 50 | Galvanized metal | time immersed | 10 |  | > | 7.57 | LR | 0.014 | nonparametric p-value |  |  |  | 5 | [10 empty] | steel |  | /cm^2 |  |  |  | 0 | 7.57
EPA 2011 Systematic Investigation of Liquid and Fumigant Decontamition Efficacy against Biological Agents Deposited on Test Coupons of Common Indoor Materials |  | Liquid Immersion | CFU | 1000000 |  |  | 14.25 | cm^2 | 0.001425 | m^2 | discarded |  |  | 6350 | FAC ppm (FAC mg/L) |  |  | 2 | 22 |  | 50 | Particle Board | time immersed | 10 |  | > | 6.32 | LR | 0.014 | nonparametric p-value |  |  |  | 5 | [10 empty] | treated wood |  | /cm^2 |  |  |  | 0 | 6.32
EPA 2011 Systematic Investigation of Liquid and Fumigant Decontamition Efficacy against Biological Agents Deposited on Test Coupons of Common Indoor Materials |  | Liquid Immersion | CFU | 1000000 |  |  | 14.25 | cm^2 | 0.001425 | m^2 | discarded |  |  | 6350 | FAC ppm (FAC mg/L) |  |  | 2 | 22 |  | 50 | Particle Board | time immersed | 10 |  |  | 3.41 | LR | (3.00,3.82) | CI (a,b) |  |  |  | 5 | [10 empty] | treated wood |  | /cm^2
EPA 2011 Systematic Investigation of Liquid and Fumigant Decontamition Efficacy against Biological Agents Deposited on Test Coupons of Common Indoor Materials |  | Liquid Immersion | CFU | 1000000 |  |  | 14.25 | cm^2 | 0.001425 | m^2 | discarded |  |  | 6350 | FAC ppm (FAC mg/L) |  |  | 2 | 22 |  | 50 | Decorative Lamite | time immersed | 10 |  | > | 7.23 | LR | 0.014 | nonparametric p-value |  |  |  | 5 | [10 empty] | lamite |  | /cm^2 |  |  |  | 0 | 7.23
EPA 2011 Systematic Investigation of Liquid and Fumigant Decontamition Efficacy against Biological Agents Deposited on Test Coupons of Common Indoor Materials |  | Liquid Immersion | CFU | 1000000 |  |  | 14.25 | cm^2 | 0.001425 | m^2 | discarded |  |  | 6350 | FAC ppm (FAC mg/L) |  |  | 2 | 22 |  | 50 | Decorative Lamite | time immersed | 10 |  | > | 7.76 | LR | 0.014 | nonparametric p-value |  |  |  | 5 | [10 empty] | lamite |  | /cm^2 |  |  |  | 0 | 7.76
EPA 2011 Systematic Investigation of Liquid and Fumigant Decontamition Efficacy against Biological Agents Deposited on Test Coupons of Common Indoor Materials |  | Liquid Immersion | CFU | 1000000 |  |  | 14.25 | cm^2 | 0.001425 | m^2 | discarded |  |  | 6350 | FAC ppm (FAC mg/L) |  |  | 2 | 22 |  | 50 | plate glass | time immersed | 30 |  | > | 6.92 | LR | 0.014 | nonparametric p-value |  |  |  | 5 | [10 empty] | glass |  | /cm^2 |  |  |  | 0 | 6.92
EPA 2011 Systematic Investigation of Liquid and Fumigant Decontamition Efficacy against Biological Agents Deposited on Test Coupons of Common Indoor Materials |  | Liquid Immersion | CFU | 1000000 |  |  | 14.25 | cm^2 | 0.001425 | m^2 | discarded |  |  | 6350 | FAC ppm (FAC mg/L) |  |  | 2 | 22 |  | 50 | plate glass | time immersed | 30 |  | > | 5.7 | LR | 0.014 | nonparametric p-value |  |  |  | 5 | [10 empty] | glass |  | /cm^2 |  |  |  | 0 | 5.7
EPA 2011 Systematic Investigation of Liquid and Fumigant Decontamition Efficacy against Biological Agents Deposited on Test Coupons of Common Indoor Materials |  | Liquid Immersion | CFU | 1000000 |  |  | 14.25 | cm^2 | 0.001425 | m^2 | discarded |  |  | 6350 | FAC ppm (FAC mg/L) |  |  | 2 | 22 |  | 50 | Painted Concrete | time immersed | 30 |  | > | 6.98 | LR | 0.014 | nonparametric p-value |  |  |  | 5 | [10 empty] | painted concrete |  | /cm^2 |  |  |  | 0 | 6.98
EPA 2011 Systematic Investigation of Liquid and Fumigant Decontamition Efficacy against Biological Agents Deposited on Test Coupons of Common Indoor Materials |  | Liquid Immersion | CFU | 1000000 |  |  | 14.25 | cm^2 | 0.001425 | m^2 | discarded |  |  | 6350 | FAC ppm (FAC mg/L) |  |  | 2 | 22 |  | 50 | Painted Concrete | time immersed | 30 |  | > | 7.48 | LR | 0.014 | nonparametric p-value |  |  |  | 5 | [10 empty] | painted concrete |  | /cm^2 |  |  |  | 0 | 7.48
EPA 2011 Systematic Investigation of Liquid and Fumigant Decontamition Efficacy against Biological Agents Deposited on Test Coupons of Common Indoor Materials |  | Liquid Immersion | CFU | 1000000 |  |  | 14.25 | cm^2 | 0.001425 | m^2 | discarded |  |  | 6350 | FAC ppm (FAC mg/L) |  |  | 2 | 22 |  | 50 | Industrial Carpet | time immersed | 30 |  | > | 7.55 | LR | 0.014 | nonparametric p-value |  |  |  | 5 | [10 empty] | carpet |  | /cm^2 |  |  |  | 0 | 7.55
EPA 2011 Systematic Investigation of Liquid and Fumigant Decontamition Efficacy against Biological Agents Deposited on Test Coupons of Common Indoor Materials |  | Liquid Immersion | CFU | 1000000 |  |  | 14.25 | cm^2 | 0.001425 | m^2 | discarded |  |  | 6350 | FAC ppm (FAC mg/L) |  |  | 2 | 22 |  | 50 | Industrial Carpet | time immersed | 30 |  |  | 4.16 | LR | (3.91,4.41) | CI (a,b) |  |  |  | 5 | [10 empty] | carpet |  | /cm^2
EPA 2011 Systematic Investigation of Liquid and Fumigant Decontamition Efficacy against Biological Agents Deposited on Test Coupons of Common Indoor Materials |  | Liquid Immersion | CFU | 1000000 |  |  | 14.25 | cm^2 | 0.001425 | m^2 | discarded |  |  | 6350 | FAC ppm (FAC mg/L) |  |  | 2 | 22 |  | 50 | Galvanized metal | time immersed | 30 |  | > | 7.63 | LR | 0.014 | nonparametric p-value |  |  |  | 5 | [10 empty] | steel |  | /cm^2 |  |  |  | 0 | 7.63
EPA 2011 Systematic Investigation of Liquid and Fumigant Decontamition Efficacy against Biological Agents Deposited on Test Coupons of Common Indoor Materials |  | Liquid Immersion | CFU | 1000000 |  |  | 14.25 | cm^2 | 0.001425 | m^2 | discarded |  |  | 6350 | FAC ppm (FAC mg/L) |  |  | 2 | 22 |  | 50 | Galvanized metal | time immersed | 30 |  | > | 7.52 | LR | 0.014 | nonparametric p-value |  |  |  | 5 | [10 empty] | steel |  | /cm^2 |  |  |  | 0 | 7.52
EPA 2011 Systematic Investigation of Liquid and Fumigant Decontamition Efficacy against Biological Agents Deposited on Test Coupons of Common Indoor Materials |  | Liquid Immersion | CFU | 1000000 |  |  | 14.25 | cm^2 | 0.001425 | m^2 | discarded |  |  | 6350 | FAC ppm (FAC mg/L) |  |  | 2 | 22 |  | 50 | Particle Board | time immersed | 30 |  | > | 7.38 | LR | 0.014 | nonparametric p-value |  |  |  | 5 | [10 empty] | treated wood |  | /cm^2 |  |  |  | 0 | 7.38
EPA 2011 Systematic Investigation of Liquid and Fumigant Decontamition Efficacy against Biological Agents Deposited on Test Coupons of Common Indoor Materials |  | Liquid Immersion | CFU | 1000000 |  |  | 14.25 | cm^2 | 0.001425 | m^2 | discarded |  |  | 6350 | FAC ppm (FAC mg/L) |  |  | 2 | 22 |  | 50 | Particle Board | time immersed | 30 |  |  | 4.67 | LR | (4.31,5.04) | CI (a,b) |  |  |  | 5 | [10 empty] | treated wood |  | /cm^2
EPA 2011 Systematic Investigation of Liquid and Fumigant Decontamition Efficacy against Biological Agents Deposited on Test Coupons of Common Indoor Materials |  | Liquid Immersion | CFU | 1000000 |  |  | 14.25 | cm^2 | 0.001425 | m^2 | discarded |  |  | 6350 | FAC ppm (FAC mg/L) |  |  | 2 | 22 |  | 50 | Decorative Lamite | time immersed | 30 |  | > | 7.43 | LR | 0.014 | nonparametric p-value |  |  |  | 5 | [10 empty] | lamite |  | /cm^2 |  |  |  | 0 | 7.43
EPA 2011 Systematic Investigation of Liquid and Fumigant Decontamition Efficacy against Biological Agents Deposited on Test Coupons of Common Indoor Materials |  | Liquid Immersion | CFU | 1000000 |  |  | 14.25 | cm^2 | 0.001425 | m^2 | discarded |  |  | 6350 | FAC ppm (FAC mg/L) |  |  | 2 | 22 |  | 50 | Decorative Lamite | time immersed | 30 |  | > | 7.63 | LR | 0.014 | nonparametric p-value |  |  |  | 5 | [10 empty] | lamite |  | /cm^2 |  |  |  | 0 | 7.63
EPA 2011 Systematic Investigation of Liquid and Fumigant Decontamition Efficacy against Biological Agents Deposited on Test Coupons of Common Indoor Materials |  | Liquid Immersion | CFU | 1000000 |  |  | 14.25 | cm^2 | 0.001425 | m^2 | discarded |  |  | 1000 | ppm |  |  | 2 | 22 |  | 50 | Decorative lamite | time immersed | 10 |  | > | 6.99 | LR | 0.0135 | nonparametric p-value |  |  |  | 5 | [10 empty] | lamite |  | /cm^2 |  |  |  | 0 | 6.99
EPA 2011 Systematic Investigation of Liquid and Fumigant Decontamition Efficacy against Biological Agents Deposited on Test Coupons of Common Indoor Materials |  | Liquid Immersion | CFU | 1000000 |  |  | 14.25 | cm^2 | 0.001425 | m^2 | discarded |  |  | 1000 | ppm |  |  | 2 | 22 |  | 50 | Decorative lamite | time immersed | 30 |  | > | 7.38 | LR | 0.0135 | nonparametric p-value |  |  |  | 5 | [10 empty] | lamite |  | /cm^2 |  |  |  | 0 | 7.38
EPA 2011 Systematic Investigation of Liquid and Fumigant Decontamition Efficacy against Biological Agents Deposited on Test Coupons of Common Indoor Materials |  | Liquid Immersion | CFU | 1000000 |  |  | 14.25 | cm^2 | 0.001425 | m^2 | discarded |  |  | 1000 | ppm |  |  | 2 | 22 |  | 50 | Decorative lamite | time immersed | 120 |  | > | 7.4 | LR | 0.0135 | nonparametric p-value |  |  |  | 5 | [10 empty] | lamite |  | /cm^2 |  |  |  | 0 | 7.4
EPA 2011 Systematic Investigation of Liquid and Fumigant Decontamition Efficacy against Biological Agents Deposited on Test Coupons of Common Indoor Materials |  | Liquid Immersion | CFU | 1000000 |  |  | 14.25 | cm^2 | 0.001425 | m^2 | discarded |  |  | 1000 | ppm |  |  | 2 | 22 |  | 50 | Decorative lamite | time immersed | 10 |  | > | 6.83 | LR | 0.0135 | nonparametric p-value |  |  |  | 5 | [10 empty] | lamite |  | /cm^2 |  |  |  | 0 | 6.83
EPA 2011 Systematic Investigation of Liquid and Fumigant Decontamition Efficacy against Biological Agents Deposited on Test Coupons of Common Indoor Materials |  | Liquid Immersion | CFU | 1000000 |  |  | 14.25 | cm^2 | 0.001425 | m^2 | discarded |  |  | 1000 | ppm |  |  | 2 | 22 |  | 50 | Decorative lamite | time immersed | 30 |  | > | 7.22 | LR | 0.0135 | nonparametric p-value |  |  |  | 5 | [10 empty] | lamite |  | /cm^2 |  |  |  | 0 | 7.22
EPA 2011 Systematic Investigation of Liquid and Fumigant Decontamition Efficacy against Biological Agents Deposited on Test Coupons of Common Indoor Materials |  | Liquid Immersion | CFU | 1000000 |  |  | 14.25 | cm^2 | 0.001425 | m^2 | discarded |  |  | 1000 | ppm |  |  | 2 | 22 |  | 50 | Decorative lamite | time immersed | 120 |  | > | 7.55 | LR | 0.0135 | nonparametric p-value |  |  |  | 5 | [10 empty] | lamite |  | /cm^2 |  |  |  | 0 | 7.55
EPA 2011 Systematic Investigation of Liquid and Fumigant Decontamition Efficacy against Biological Agents Deposited on Test Coupons of Common Indoor Materials |  | Liquid Immersion | CFU | 1000000 |  |  | 14.25 | cm^2 | 0.001425 | m^2 | discarded |  |  | 1000 | ppm |  |  | 2 | 22 |  | 50 | Industrial Carpet | time immersed | 10 |  |  | 5.03 | LR | (4.81,5.26) | CI (a,b) |  |  |  | 5 | [10 empty] | carpet |  | /cm^2
EPA 2011 Systematic Investigation of Liquid and Fumigant Decontamition Efficacy against Biological Agents Deposited on Test Coupons of Common Indoor Materials |  | Liquid Immersion | CFU | 1000000 |  |  | 14.25 | cm^2 | 0.001425 | m^2 | discarded |  |  | 1000 | ppm |  |  | 2 | 22 |  | 50 | Industrial Carpet | time immersed | 30 |  | > | 6.83 | LR | 0.0135 | nonparametric p-value |  |  |  | 5 | [10 empty] | carpet |  | /cm^2 |  |  |  | 0 | 6.83
EPA 2011 Systematic Investigation of Liquid and Fumigant Decontamition Efficacy against Biological Agents Deposited on Test Coupons of Common Indoor Materials |  | Liquid Immersion | CFU | 1000000 |  |  | 14.25 | cm^2 | 0.001425 | m^2 | discarded |  |  | 1000 | ppm |  |  | 2 | 22 |  | 50 | Industrial Carpet | time immersed | 120 |  | > | 7.72 | LR | 0.0135 | nonparametric p-value |  |  |  | 5 | [10 empty] | carpet |  | /cm^2 |  |  |  | 0 | 7.72
EPA 2011 Systematic Investigation of Liquid and Fumigant Decontamition Efficacy against Biological Agents Deposited on Test Coupons of Common Indoor Materials |  | Liquid Immersion | CFU | 1000000 |  |  | 14.25 | cm^2 | 0.001425 | m^2 | discarded |  |  | 1000 | ppm |  |  | 2 | 22 |  | 50 | Industrial Carpet | time immersed | 10 |  |  | 4.44 | LR | (3.87,5.01) | CI (a,b) |  |  |  | 5 | [10 empty] | carpet |  | /cm^2
EPA 2011 Systematic Investigation of Liquid and Fumigant Decontamition Efficacy against Biological Agents Deposited on Test Coupons of Common Indoor Materials |  | Liquid Immersion | CFU | 1000000 |  |  | 14.25 | cm^2 | 0.001425 | m^2 | discarded |  |  | 1000 | ppm |  |  | 2 | 22 |  | 50 | Industrial Carpet | time immersed | 30 |  |  | 4.58 | LR | (3.89,5.27) | CI (a,b) |  |  |  | 5 | [10 empty] | carpet |  | /cm^2
EPA 2011 Systematic Investigation of Liquid and Fumigant Decontamition Efficacy against Biological Agents Deposited on Test Coupons of Common Indoor Materials |  | Liquid Immersion | CFU | 1000000 |  |  | 14.25 | cm^2 | 0.001425 | m^2 | discarded |  |  | 1000 | ppm |  |  | 2 | 22 |  | 50 | Industrial Carpet | time immersed | 120 |  | > | 5.76 | LR | 0.0135 | nonparametric p-value |  |  |  | 5 | [10 empty] | carpet |  | /cm^2 |  |  |  | 0 | 5.76
EPA 2011 Systematic Investigation of Liquid and Fumigant Decontamition Efficacy against Biological Agents Deposited on Test Coupons of Common Indoor Materials |  | Liquid Immersion | CFU | 1000000 |  |  | 14.25 | cm^2 | 0.001425 | m^2 | discarded |  |  | 1000 | ppm |  |  | 2 | 22 |  | 50 | Plate glass | time immersed | 10 |  | > | 6.24 | LR | 0.0135 | nonparametric p-value |  |  |  | 5 | [10 empty] | glass |  | /cm^2 |  |  |  | 0 | 6.24
EPA 2011 Systematic Investigation of Liquid and Fumigant Decontamition Efficacy against Biological Agents Deposited on Test Coupons of Common Indoor Materials |  | Liquid Immersion | CFU | 1000000 |  |  | 14.25 | cm^2 | 0.001425 | m^2 | discarded |  |  | 1000 | ppm |  |  | 2 | 22 |  | 50 | Plate glass | time immersed | 30 |  | > | 6.1 | LR | 0.0135 | nonparametric p-value |  |  |  | 5 | [10 empty] | glass |  | /cm^2 |  |  |  | 0 | 6.1
EPA 2011 Systematic Investigation of Liquid and Fumigant Decontamition Efficacy against Biological Agents Deposited on Test Coupons of Common Indoor Materials |  | Liquid Immersion | CFU | 1000000 |  |  | 14.25 | cm^2 | 0.001425 | m^2 | discarded |  |  | 1000 | ppm |  |  | 2 | 22 |  | 50 | Plate glass | time immersed | 120 |  | > | 5.93 | LR | 0.0135 | nonparametric p-value |  |  |  | 5 | [10 empty] | glass |  | /cm^2 |  |  |  | 0 | 5.93
EPA 2011 Systematic Investigation of Liquid and Fumigant Decontamition Efficacy against Biological Agents Deposited on Test Coupons of Common Indoor Materials |  | Liquid Immersion | CFU | 1000000 |  |  | 14.25 | cm^2 | 0.001425 | m^2 | discarded |  |  | 1000 | ppm |  |  | 2 | 22 |  | 50 | Plate glass | time immersed | 10 |  |  | 3.4 | LR | (3.29,3.51) | CI (a,b) |  |  |  | 5 | [10 empty] | glass |  | /cm^2
EPA 2011 Systematic Investigation of Liquid and Fumigant Decontamition Efficacy against Biological Agents Deposited on Test Coupons of Common Indoor Materials |  | Liquid Immersion | CFU | 1000000 |  |  | 14.25 | cm^2 | 0.001425 | m^2 | discarded |  |  | 1000 | ppm |  |  | 2 | 22 |  | 50 | Plate glass | time immersed | 30 |  |  | 3.62 | LR | (3.36,3.89) | CI (a,b) |  |  |  | 5 | [10 empty] | glass |  | /cm^2
EPA 2011 Systematic Investigation of Liquid and Fumigant Decontamition Efficacy against Biological Agents Deposited on Test Coupons of Common Indoor Materials |  | Liquid Immersion | CFU | 1000000 |  |  | 14.25 | cm^2 | 0.001425 | m^2 | discarded |  |  | 1000 | ppm |  |  | 2 | 22 |  | 50 | Plate glass | time immersed | 120 |  | > | 6.47 | LR | 0.0135 | nonparametric p-value |  |  |  | 5 | [10 empty] | glass |  | /cm^2 |  |  |  | 0 | 6.47
EPA 2011 Systematic Investigation of Liquid and Fumigant Decontamition Efficacy against Biological Agents Deposited on Test Coupons of Common Indoor Materials |  | Liquid Immersion | CFU | 1000000 |  |  | 14.25 | cm^2 | 0.001425 | m^2 | discarded |  |  | 1000 | ppm |  |  | 2 | 22 |  | 50 | Particle Board | time immersed | 10 |  |  | 3.97 | LR | (3.86,4.09) | CI (a,b) |  |  |  | 5 | [10 empty] | treated wood |  | /cm^2
EPA 2011 Systematic Investigation of Liquid and Fumigant Decontamition Efficacy against Biological Agents Deposited on Test Coupons of Common Indoor Materials |  | Liquid Immersion | CFU | 1000000 |  |  | 14.25 | cm^2 | 0.001425 | m^2 | discarded |  |  | 1000 | ppm |  |  | 2 | 22 |  | 50 | Particle Board | time immersed | 30 |  |  | 4.51 | LR | (4.30,4.72) | CI (a,b) |  |  |  | 5 | [10 empty] | treated wood |  | /cm^2
EPA 2011 Systematic Investigation of Liquid and Fumigant Decontamition Efficacy against Biological Agents Deposited on Test Coupons of Common Indoor Materials |  | Liquid Immersion | CFU | 1000000 |  |  | 14.25 | cm^2 | 0.001425 | m^2 | discarded |  |  | 1000 | ppm |  |  | 2 | 22 |  | 50 | Particle Board | time immersed | 120 |  | > | 6.04 | LR | 0.0135 | nonparametric p-value |  |  |  | 5 | [10 empty] | treated wood |  | /cm^2 |  |  |  | 0 | 6.04
EPA 2011 Systematic Investigation of Liquid and Fumigant Decontamition Efficacy against Biological Agents Deposited on Test Coupons of Common Indoor Materials |  | Liquid Immersion | CFU | 1000000 |  |  | 14.25 | cm^2 | 0.001425 | m^2 | discarded |  |  | 1000 | ppm |  |  | 2 | 22 |  | 50 | Particle Board | time immersed | 10 |  |  | 3.14 | LR | (3.01,3.27) | CI (a,b) |  |  |  | 5 | [10 empty] | treated wood |  | /cm^2
EPA 2011 Systematic Investigation of Liquid and Fumigant Decontamition Efficacy against Biological Agents Deposited on Test Coupons of Common Indoor Materials |  | Liquid Immersion | CFU | 1000000 |  |  | 14.25 | cm^2 | 0.001425 | m^2 | discarded |  |  | 1000 | ppm |  |  | 2 | 22 |  | 50 | Particle Board | time immersed | 30 |  |  | 3.27 | LR | (3.16,3.37) | CI (a,b) |  |  |  | 5 | [10 empty] | treated wood |  | /cm^2
EPA 2011 Systematic Investigation of Liquid and Fumigant Decontamition Efficacy against Biological Agents Deposited on Test Coupons of Common Indoor Materials |  | Liquid Immersion | CFU | 1000000 |  |  | 14.25 | cm^2 | 0.001425 | m^2 | discarded |  |  | 1000 | ppm |  |  | 2 | 22 |  | 50 | Particle Board | time immersed | 120 |  |  | 4.27 | LR | (4.05,4.50) | CI (a,b) |  |  |  | 5 | [10 empty] | treated wood |  | /cm^2
EPA 2011 Systematic Investigation of Liquid and Fumigant Decontamition Efficacy against Biological Agents Deposited on Test Coupons of Common Indoor Materials |  | Liquid Immersion | CFU | 1000000 |  |  | 14.25 | cm^2 | 0.001425 | m^2 | discarded |  |  | 1 | wt% |  |  | 2 | 22 |  | 50 | plate glass | time immersed | 10 |  |  | 7.62 | LR |  | CI (a,b) |  |  |  | 5 | [10 empty] | glass |  | /cm^2
EPA 2011 Systematic Investigation of Liquid and Fumigant Decontamition Efficacy against Biological Agents Deposited on Test Coupons of Common Indoor Materials |  | Liquid Immersion | CFU | 1000000 |  |  | 14.25 | cm^2 | 0.001425 | m^2 | discarded |  |  | 1 | wt% |  |  | 2 | 22 |  | 50 | plate glass | time immersed | 20 |  | > | 7.91 | LR |  | nonparametric p-value |  |  |  | 5 | [10 empty] | glass |  | /cm^2 |  |  |  | 0 | 7.91
EPA 2011 Systematic Investigation of Liquid and Fumigant Decontamition Efficacy against Biological Agents Deposited on Test Coupons of Common Indoor Materials |  | Liquid Immersion | CFU | 1000000 |  |  | 14.25 | cm^2 | 0.001425 | m^2 | discarded |  |  | 1 | wt% |  |  | 2 | 22 |  | 50 | plate glass | time immersed | 30 |  | > | 7.91 | LR |  | nonparametric p-value |  |  |  | 5 | [10 empty] | glass |  | /cm^2 |  |  |  | 0 | 7.91
EPA 2011 Systematic Investigation of Liquid and Fumigant Decontamition Efficacy against Biological Agents Deposited on Test Coupons of Common Indoor Materials |  | Liquid Immersion | CFU | 100000000 |  |  | 14.25 | cm^2 | 0.001425 | m^2 | discarded |  |  | 1 | wt% |  |  | 2 | 22 |  | 50 | plate glass | time immersed | 10 |  |  | 6.54 | LR |  | CI (a,b) |  |  |  | 5 | [10 empty] | glass |  | /cm^2
EPA 2011 Systematic Investigation of Liquid and Fumigant Decontamition Efficacy against Biological Agents Deposited on Test Coupons of Common Indoor Materials |  | Liquid Immersion | CFU | 100000000 |  |  | 14.25 | cm^2 | 0.001425 | m^2 | discarded |  |  | 1 | wt% |  |  | 2 | 22 |  | 50 | plate glass | time immersed | 20 |  | > | 6.83 | LR |  | nonparametric p-value |  |  |  | 5 | [10 empty] | glass |  | /cm^2 |  |  |  | 0 | 6.83
EPA 2011 Systematic Investigation of Liquid and Fumigant Decontamition Efficacy against Biological Agents Deposited on Test Coupons of Common Indoor Materials |  | Liquid Immersion | CFU | 100000000 |  |  | 14.25 | cm^2 | 0.001425 | m^2 | discarded |  |  | 1 | wt% |  |  | 2 | 22 |  | 50 | plate glass | time immersed | 30 |  | > | 6.83 | LR |  | nonparametric p-value |  |  |  | 5 | [10 empty] | glass |  | /cm^2 |  |  |  | 0 | 6.83
EPA 2011 Systematic Investigation of Liquid and Fumigant Decontamition Efficacy against Biological Agents Deposited on Test Coupons of Common Indoor Materials |  | Liquid Immersion | CFU | 1000000 |  |  | 14.25 | cm^2 | 0.001425 | m^2 | discarded |  |  | 1 | wt% |  |  | 2 | 22 |  | 50 | Painted Concrete | time immersed | 10 |  |  | 2.52 | LR |  | CI (a,b) |  |  |  | 5 | [10 empty] | painted concrete |  | /cm^2
EPA 2011 Systematic Investigation of Liquid and Fumigant Decontamition Efficacy against Biological Agents Deposited on Test Coupons of Common Indoor Materials |  | Liquid Immersion | CFU | 1000000 |  |  | 14.25 | cm^2 | 0.001425 | m^2 | discarded |  |  | 1 | wt% |  |  | 2 | 22 |  | 50 | Painted Concrete | time immersed | 20 |  |  | 4.25 | LR |  | CI (a,b) |  |  |  | 5 | [10 empty] | painted concrete |  | /cm^2
EPA 2011 Systematic Investigation of Liquid and Fumigant Decontamition Efficacy against Biological Agents Deposited on Test Coupons of Common Indoor Materials |  | Liquid Immersion | CFU | 1000000 |  |  | 14.25 | cm^2 | 0.001425 | m^2 | discarded |  |  | 1 | wt% |  |  | 2 | 22 |  | 50 | Painted Concrete | time immersed | 30 |  |  | 2.42 | LR |  | CI (a,b) |  |  |  | 5 | [10 empty] | painted concrete |  | /cm^2
EPA 2011 Systematic Investigation of Liquid and Fumigant Decontamition Efficacy against Biological Agents Deposited on Test Coupons of Common Indoor Materials |  | Liquid Immersion | CFU | 1000000 |  |  | 14.25 | cm^2 | 0.001425 | m^2 | discarded |  |  | 1 | wt% |  |  | 2 | 22 |  | 50 | industrial carpet | time immersed | 10 |  |  | 2.62 | LR |  | CI (a,b) |  |  |  | 5 | [10 empty] | carpet |  | /cm^2
EPA 2011 Systematic Investigation of Liquid and Fumigant Decontamition Efficacy against Biological Agents Deposited on Test Coupons of Common Indoor Materials |  | Liquid Immersion | CFU | 1000000 |  |  | 14.25 | cm^2 | 0.001425 | m^2 | discarded |  |  | 1 | wt% |  |  | 2 | 22 |  | 50 | industrial carpet | time immersed | 20 |  |  | 4.2 | LR |  | CI (a,b) |  |  |  | 5 | [10 empty] | carpet |  | /cm^2
EPA 2011 Systematic Investigation of Liquid and Fumigant Decontamition Efficacy against Biological Agents Deposited on Test Coupons of Common Indoor Materials |  | Liquid Immersion | CFU | 1000000 |  |  | 14.25 | cm^2 | 0.001425 | m^2 | discarded |  |  | 1 | wt% |  |  | 2 | 22 |  | 50 | industrial carpet | time immersed | 30 |  |  | 6.26 | LR |  | CI (a,b) |  |  |  | 5 | [10 empty] | carpet |  | /cm^2
EPA 2011 Systematic Investigation of Liquid and Fumigant Decontamition Efficacy against Biological Agents Deposited on Test Coupons of Common Indoor Materials |  | Liquid Immersion | CFU | 1000000 |  |  | 14.25 | cm^2 | 0.001425 | m^2 | discarded |  |  | 1 | wt% |  |  | 2 | 22 |  | 50 | Galvanized Metal | time immersed | 10 |  |  | 1.15 | LR |  | CI (a,b) |  |  |  | 5 | [10 empty] | steel |  | /cm^2
EPA 2011 Systematic Investigation of Liquid and Fumigant Decontamition Efficacy against Biological Agents Deposited on Test Coupons of Common Indoor Materials |  | Liquid Immersion | CFU | 1000000 |  |  | 14.25 | cm^2 | 0.001425 | m^2 | discarded |  |  | 1 | wt% |  |  | 2 | 22 |  | 50 | Galvanized Metal | time immersed | 20 |  |  | 1.28 | LR |  | CI (a,b) |  |  |  | 5 | [10 empty] | steel |  | /cm^2
EPA 2011 Systematic Investigation of Liquid and Fumigant Decontamition Efficacy against Biological Agents Deposited on Test Coupons of Common Indoor Materials |  | Liquid Immersion | CFU | 1000000 |  |  | 14.25 | cm^2 | 0.001425 | m^2 | discarded |  |  | 1 | wt% |  |  | 2 | 22 |  | 50 | Galvanized Metal | time immersed | 30 |  |  | 1.46 | LR |  | CI (a,b) |  |  |  | 5 | [10 empty] | steel |  | /cm^2
EPA 2011 Systematic Investigation of Liquid and Fumigant Decontamition Efficacy against Biological Agents Deposited on Test Coupons of Common Indoor Materials |  | Liquid Immersion | CFU | 1000000 |  |  | 14.25 | cm^2 | 0.001425 | m^2 | discarded |  |  | 1 | wt% |  |  | 2 | 22 |  | 50 | Particle Board | time immersed | 10 |  |  | 3.09 | LR |  | CI (a,b) |  |  |  | 5 | [10 empty] | treated wood |  | /cm^2
EPA 2011 Systematic Investigation of Liquid and Fumigant Decontamition Efficacy against Biological Agents Deposited on Test Coupons of Common Indoor Materials |  | Liquid Immersion | CFU | 1000000 |  |  | 14.25 | cm^2 | 0.001425 | m^2 | discarded |  |  | 1 | wt% |  |  | 2 | 22 |  | 50 | Particle Board | time immersed | 20 |  |  | 5.32 | LR |  | CI (a,b) |  |  |  | 5 | [10 empty] | treated wood |  | /cm^2
EPA 2011 Systematic Investigation of Liquid and Fumigant Decontamition Efficacy against Biological Agents Deposited on Test Coupons of Common Indoor Materials |  | Liquid Immersion | CFU | 1000000 |  |  | 14.25 | cm^2 | 0.001425 | m^2 | discarded |  |  | 1 | wt% |  |  | 2 | 22 |  | 50 | Particle Board | time immersed | 30 |  |  | 6.89 | LR |  | CI (a,b) |  |  |  | 5 | [10 empty] | treated wood |  | /cm^2
EPA 2011 Systematic Investigation of Liquid and Fumigant Decontamition Efficacy against Biological Agents Deposited on Test Coupons of Common Indoor Materials |  | Liquid Immersion | CFU | 1000000 |  |  | 14.25 | cm^2 | 0.001425 | m^2 | discarded |  |  | 1 | wt% |  |  | 2 | 22 |  | 50 | decorative lamite | time immersed | 10 |  |  | 2.78 | LR |  | CI (a,b) |  |  |  | 5 | [10 empty] | lamite |  | /cm^2
EPA 2011 Systematic Investigation of Liquid and Fumigant Decontamition Efficacy against Biological Agents Deposited on Test Coupons of Common Indoor Materials |  | Liquid Immersion | CFU | 1000000 |  |  | 14.25 | cm^2 | 0.001425 | m^2 | discarded |  |  | 1 | wt% |  |  | 2 | 22 |  | 50 | decorative lamite | time immersed | 30 |  | > | 8.05 | LR |  | nonparametric p-value |  |  |  | 5 | [10 empty] | lamite |  | /cm^2 |  |  |  | 0 | 8.05
EPA 2011 Systematic Investigation of Liquid and Fumigant Decontamition Efficacy against Biological Agents Deposited on Test Coupons of Common Indoor Materials |  | Liquid Immersion | CFU | 1000000 |  |  | 14.25 | cm^2 | 0.001425 | m^2 | discarded |  |  | 1.925 | wt% |  |  | 2 | 20 |  | 50 | plate glass | time immersed | 10 |  |  | 6.37 | LR |  | CI (a,b) |  |  |  | 5 | [10 empty] | glass |  | /cm^2
EPA 2011 Systematic Investigation of Liquid and Fumigant Decontamition Efficacy against Biological Agents Deposited on Test Coupons of Common Indoor Materials |  | Liquid Immersion | CFU | 1000000 |  |  | 14.25 | cm^2 | 0.001425 | m^2 | discarded |  |  | 1.925 | wt% |  |  | 2 | 20 |  | 50 | plate glass | time immersed | 30 |  |  | 7.81 | LR |  | CI (a,b) |  |  |  | 5 | [10 empty] | glass |  | /cm^2
EPA 2011 Systematic Investigation of Liquid and Fumigant Decontamition Efficacy against Biological Agents Deposited on Test Coupons of Common Indoor Materials |  | Liquid Immersion | CFU | 1000000 |  |  | 14.25 | cm^2 | 0.001425 | m^2 | discarded |  |  | 1.925 | wt% |  |  | 2 | 20 |  | 50 | plate glass | time immersed | 120 |  |  | 6.75 | LR |  | CI (a,b) |  |  |  | 5 | [10 empty] | glass |  | /cm^2
EPA 2011 Systematic Investigation of Liquid and Fumigant Decontamition Efficacy against Biological Agents Deposited on Test Coupons of Common Indoor Materials |  | Liquid Immersion | CFU | 1000000 |  |  | 14.25 | cm^2 | 0.001425 | m^2 | discarded |  |  | 1.925 | wt% |  |  | 2 | 20 |  | 50 | plate glass | time immersed | 10 |  |  | 7.76 | LR |  | CI (a,b) |  |  |  | 5 | [10 empty] | glass |  | /cm^2
EPA 2011 Systematic Investigation of Liquid and Fumigant Decontamition Efficacy against Biological Agents Deposited on Test Coupons of Common Indoor Materials |  | Liquid Immersion | CFU | 1000000 |  |  | 14.25 | cm^2 | 0.001425 | m^2 | discarded |  |  | 1.925 | wt% |  |  | 2 | 20 |  | 50 | plate glass | time immersed | 30 |  |  | 6.98 | LR |  | CI (a,b) |  |  |  | 5 | [10 empty] | glass |  | /cm^2
EPA 2011 Systematic Investigation of Liquid and Fumigant Decontamition Efficacy against Biological Agents Deposited on Test Coupons of Common Indoor Materials |  | Liquid Immersion | CFU | 1000000 |  |  | 14.25 | cm^2 | 0.001425 | m^2 | discarded |  |  | 1.925 | wt% |  |  | 2 | 20 |  | 50 | plate glass | time immersed | 120 |  |  | 5.78 | LR |  | CI (a,b) |  |  |  | 5 | [10 empty] | glass |  | /cm^2
EPA 2011 Systematic Investigation of Liquid and Fumigant Decontamition Efficacy against Biological Agents Deposited on Test Coupons of Common Indoor Materials |  | Liquid Immersion | CFU | 1000000 |  |  | 14.25 | cm^2 | 0.001425 | m^2 | discarded |  |  | 1.925 | wt% |  |  | 2 | 20 |  | 50 | painted concrete | time immersed | 10 |  |  | 2.93 | LR |  | CI (a,b) |  |  |  | 5 | [10 empty] | painted concrete |  | /cm^2
EPA 2011 Systematic Investigation of Liquid and Fumigant Decontamition Efficacy against Biological Agents Deposited on Test Coupons of Common Indoor Materials |  | Liquid Immersion | CFU | 1000000 |  |  | 14.25 | cm^2 | 0.001425 | m^2 | discarded |  |  | 1.925 | wt% |  |  | 2 | 20 |  | 50 | painted concrete | time immersed | 30 |  |  | 5.55 | LR |  | CI (a,b) |  |  |  | 5 | [10 empty] | painted concrete |  | /cm^2
EPA 2011 Systematic Investigation of Liquid and Fumigant Decontamition Efficacy against Biological Agents Deposited on Test Coupons of Common Indoor Materials |  | Liquid Immersion | CFU | 1000000 |  |  | 14.25 | cm^2 | 0.001425 | m^2 | discarded |  |  | 1.925 | wt% |  |  | 2 | 20 |  | 50 | painted concrete | time immersed | 120 |  |  | 4.62 | LR |  | CI (a,b) |  |  |  | 5 | [10 empty] | painted concrete |  | /cm^2
EPA 2011 Systematic Investigation of Liquid and Fumigant Decontamition Efficacy against Biological Agents Deposited on Test Coupons of Common Indoor Materials |  | Liquid Immersion | CFU | 1000000 |  |  | 14.25 | cm^2 | 0.001425 | m^2 | discarded |  |  | 1.925 | wt% |  |  | 2 | 20 |  | 50 | industrial carpet | time immersed | 10 |  |  | 3.72 | LR |  | CI (a,b) |  |  |  | 5 | [10 empty] | carpet |  | /cm^2
EPA 2011 Systematic Investigation of Liquid and Fumigant Decontamition Efficacy against Biological Agents Deposited on Test Coupons of Common Indoor Materials |  | Liquid Immersion | CFU | 1000000 |  |  | 14.25 | cm^2 | 0.001425 | m^2 | discarded |  |  | 1.925 | wt% |  |  | 2 | 20 |  | 50 | industrial carpet | time immersed | 30 |  |  | 6.5 | LR |  | CI (a,b) |  |  |  | 5 | [10 empty] | carpet |  | /cm^2
EPA 2011 Systematic Investigation of Liquid and Fumigant Decontamition Efficacy against Biological Agents Deposited on Test Coupons of Common Indoor Materials |  | Liquid Immersion | CFU | 1000000 |  |  | 14.25 | cm^2 | 0.001425 | m^2 | discarded |  |  | 1.925 | wt% |  |  | 2 | 20 |  | 50 | industrial carpet | time immersed | 120 |  |  | 7.63 | LR |  | CI (a,b) |  |  |  | 5 | [10 empty] | carpet |  | /cm^2
EPA 2011 Systematic Investigation of Liquid and Fumigant Decontamition Efficacy against Biological Agents Deposited on Test Coupons of Common Indoor Materials |  | Liquid Immersion | CFU | 1000000 |  |  | 14.25 | cm^2 | 0.001425 | m^2 | discarded |  |  | 1.925 | wt% |  |  | 2 | 20 |  | 50 | Galvanized Metal | time immersed | 10 |  |  | 5.17 | LR |  | CI (a,b) |  |  |  | 5 | [10 empty] | steel |  | /cm^2
EPA 2011 Systematic Investigation of Liquid and Fumigant Decontamition Efficacy against Biological Agents Deposited on Test Coupons of Common Indoor Materials |  | Liquid Immersion | CFU | 1000000 |  |  | 14.25 | cm^2 | 0.001425 | m^2 | discarded |  |  | 1.925 | wt% |  |  | 2 | 20 |  | 50 | Galvanized Metal | time immersed | 30 |  | > | 7.52 | LR |  | nonparametric p-value |  |  |  | 5 | [10 empty] | steel |  | /cm^2 |  |  |  | 0 | 7.52
EPA 2011 Systematic Investigation of Liquid and Fumigant Decontamition Efficacy against Biological Agents Deposited on Test Coupons of Common Indoor Materials |  | Liquid Immersion | CFU | 5000000 |  |  | 14.25 | cm^2 | 0.001425 | m^2 | discarded |  |  | 1.925 | wt% |  |  | 2 | 20 |  | 50 | Galvanized Metal | time immersed | 120 |  | > | 7.52 | LR |  | nonparametric p-value |  |  |  | 5 | [10 empty] | steel |  | /cm^2 |  |  |  | 0 | 7.52
EPA 2011 Systematic Investigation of Liquid and Fumigant Decontamition Efficacy against Biological Agents Deposited on Test Coupons of Common Indoor Materials |  | Liquid Immersion | CFU | 5000000 |  |  | 14.25 | cm^2 | 0.001425 | m^2 | discarded |  |  | 1.925 | wt% |  |  | 2 | 20 |  | 50 | Particle Board | time immersed | 10 |  |  | 5.98 | LR |  | CI (a,b) |  |  |  | 5 | [10 empty] | treated wood |  | /cm^2
EPA 2011 Systematic Investigation of Liquid and Fumigant Decontamition Efficacy against Biological Agents Deposited on Test Coupons of Common Indoor Materials |  | Liquid Immersion | CFU | 5000000 |  |  | 14.25 | cm^2 | 0.001425 | m^2 | discarded |  |  | 1.925 | wt% |  |  | 2 | 20 |  | 50 | Particle Board | time immersed | 30 |  | > | 8.08 | LR |  | nonparametric p-value |  |  |  | 5 | [10 empty] | treated wood |  | /cm^2 |  |  |  | 0 | 8.08
EPA 2011 Systematic Investigation of Liquid and Fumigant Decontamition Efficacy against Biological Agents Deposited on Test Coupons of Common Indoor Materials |  | Liquid Immersion | CFU | 5000000 |  |  | 14.25 | cm^2 | 0.001425 | m^2 | discarded |  |  | 1.925 | wt% |  |  | 2 | 20 |  | 50 | Particle Board | time immersed | 120 |  | > | 8.08 | LR |  | nonparametric p-value |  |  |  | 5 | [10 empty] | treated wood |  | /cm^2 |  |  |  | 0 | 8.08
EPA 2011 Systematic Investigation of Liquid and Fumigant Decontamition Efficacy against Biological Agents Deposited on Test Coupons of Common Indoor Materials |  | Liquid Immersion | CFU | 5000000 |  |  | 14.25 | cm^2 | 0.001425 | m^2 | discarded |  |  | 1.925 | wt% |  |  | 2 | 20 |  | 50 | Decorative lamite | time immersed | 10 |  |  | 5.15 | LR |  | CI (a,b) |  |  |  | 5 | [10 empty] | lamite |  | /cm^2
EPA 2011 Systematic Investigation of Liquid and Fumigant Decontamition Efficacy against Biological Agents Deposited on Test Coupons of Common Indoor Materials |  | Liquid Immersion | CFU | 5000000 |  |  | 14.25 | cm^2 | 0.001425 | m^2 | discarded |  |  | 1.925 | wt% |  |  | 2 | 20 |  | 50 | Decorative lamite | time immersed | 30 |  |  | 6.28 | LR |  | CI (a,b) |  |  |  | 5 | [10 empty] | lamite |  | /cm^2
EPA 2011 Systematic Investigation of Liquid and Fumigant Decontamition Efficacy against Biological Agents Deposited on Test Coupons of Common Indoor Materials |  | Liquid Immersion | CFU | 5000000 |  |  | 14.25 | cm^2 | 0.001425 | m^2 | discarded |  |  | 1.925 | wt% |  |  | 2 | 20 |  | 50 | Decorative lamite | time immersed | 120 |  |  | 5.59 | LR |  | CI (a,b) |  |  |  | 5 | [10 empty] | lamite |  | /cm^2
Yogarasimha 2014 Peracetic Acid: A Practical Agent for Sterilizing Heat-Labile Polymeric Tissue-Engineering Scaffolds |  | Liquid Immersion | CFU | 5000000 |  |  | 79 | mm^2 | 7.9e-05 | m^2 |  |  |  | 1000 | ppm |  |  |  | 25 |  | 50 | scaffold of polycaprolactone | time immersed | 15 |  | ≥ | 1 | QualPos | [6 empty] | No damage | [11 empty] | /mm^2 |  |  |  | 1
Yogarasimha 2014 Peracetic Acid: A Practical Agent for Sterilizing Heat-Labile Polymeric Tissue-Engineering Scaffolds |  | Liquid Immersion | CFU | 5000000 |  |  | 79 | mm^2 | 7.9e-05 | m^2 |  |  |  | 2500 | ppm |  |  |  | 25 |  | 50 | scaffold of polycaprolactone | time immersed | 15 |  | ≥ | 1 | QualPos | [6 empty] | No damage | [11 empty] | /mm^2 |  |  |  | 1
Yogarasimha 2014 Peracetic Acid: A Practical Agent for Sterilizing Heat-Labile Polymeric Tissue-Engineering Scaffolds |  | Liquid Immersion | CFU | 5000000 |  |  | 79 | mm^2 | 7.9e-05 | m^2 |  |  |  | 5000 | ppm |  |  |  | 25 |  | 50 | scaffold of polycaprolactone | time immersed | 15 |  |  | 0 | QualPos | [6 empty] | No damage | [11 empty] | /mm^2 |  |  |  | 0
Yogarasimha 2014 Peracetic Acid: A Practical Agent for Sterilizing Heat-Labile Polymeric Tissue-Engineering Scaffolds |  | Liquid Immersion | CFU | 5000000 |  |  | 79 | mm^2 | 7.9e-05 | m^2 |  |  |  | 1000 | ppm |  |  |  | 25 |  | 50 | scaffold of polycaprolactone | time immersed | 15 |  |  | 0 | QualPos | [6 empty] | No damage | [11 empty] | /mm^2 |  |  |  | 0
Yogarasimha 2014 Peracetic Acid: A Practical Agent for Sterilizing Heat-Labile Polymeric Tissue-Engineering Scaffolds |  | Liquid Immersion | CFU | 5000000 |  |  | 79 | mm^2 | 7.9e-05 | m^2 |  |  |  | 2500 | ppm |  |  |  | 25 |  | 50 | scaffold of polycaprolactone | time immersed | 15 |  |  | 0 | QualPos | [6 empty] | No damage | [11 empty] | /mm^2 |  |  |  | 0
Yogarasimha 2014 Peracetic Acid: A Practical Agent for Sterilizing Heat-Labile Polymeric Tissue-Engineering Scaffolds |  | Liquid Immersion | CFU | 5000000 |  |  | 79 | mm^2 | 7.9e-05 | m^2 |  |  |  | 5000 | ppm |  |  |  | 25 |  | 50 | scaffold of polycaprolactone | time immersed | 15 |  |  | 0 | QualPos | [6 empty] | No damage | [11 empty] | /mm^2 |  |  |  | 0

## Liquid Immersion Data
Value
Number of Records | 819
Records Including Grime Dirt | 121
Records Including Rinsate | 193
| Units | Minimum | Maximum | Mean/Mode | Standard Deviation
Coupon Area | m^2 | 2.5e-05 | 0.0025 | 0.00081888 | 0.00089478
Loading | multiple units given | 10000 | 100000000 | 42911518.9255 | 48114504.1409
Number of Applications | NA | NA | NA | NA | NA
Temperature | Celsius | 4 | 70 | 22.6514 | 6.2923
Relative Humidity | % | 50 | 50 | 50 | 0
Contact Time | Minutes | 3.3307e-15 | 1440 | 56.5752 | 206.6286
Concentration of Active Decon Agent | multiple units given | 0 | 25600 | 2223.1624 | 3383.0362
Efficacy | multiple units given | -1.33 | 30 | 4.9985 | 4.179
Volume Applied | mL | 10 | 10 | 10 | 0

## Liquid Spray Master
Ref | GrimeDirt | AppMeth | LoadingUn | LoadingNum | ConvertedLoading | ConvertedLoadingUn | CoupArea | CoupAreaUn | ConvertedCoupArea | ConvertedCoupAreaUn | Rinsate | RinsateUn | ConcDoseCtrl | ConcDoseNum | ConcDoseUn | ConvertedConcDose | ConvertedConcDoseUn | TempCtrl | TempNum | RHCtrl | RHNum | SurfMed | ContTimeDesc | ContTimeNumMin | TotalApp | EffGreater | Eff | EffMeas | EffVar | EffVarStat | ConvertedEff | ConvertedEffMeas | LPosRec | N | MatComp | VolApp | VolAppUn | ConvertedVolApp | ConvertedVolAppUn | CT | CTUn | RinsateLess | Positives | WaterRinse | Surface | VolAppDen(L/m^2) | VolAppDenUn | ClO2(ppm) | MB(mg/L) | H2O2(ppm) | PosCalc | LPosRecCalc
DeQueiroz 2008 Disinfection of Bacillus subtilis spore-contamited surface materials with a sodium hypochlorite and a hydrogen peroxide-based sanitizer |  | Liquid Spray | CFU/cm^2 | 310000 |  |  | 100 | cm^2 | 0.01 | m^2 | discarded |  |  | 25000 | mg/L |  |  |  | 25 |  | 50 | woven carpet | steady-state conditions | 5 |  |  | 4 | LR |  | SE |  |  |  | 2 |  | 3 | mL | 3 | mL | [5 empty] | carpet |  | mL/cm^2
DeQueiroz 2008 Disinfection of Bacillus subtilis spore-contamited surface materials with a sodium hypochlorite and a hydrogen peroxide-based sanitizer |  | Liquid Spray | CFU/cm^2 | 310000 |  |  | 100 | cm^2 | 0.01 | m^2 | discarded |  |  | 25000 | mg/L |  |  |  | 25 |  | 50 | acoustic ceiling tiles | steady-state conditions | 5 |  |  | 5 | LR |  | SE |  |  |  | 2 |  | 3 | mL | 3 | mL | [5 empty] | ceiling tile |  | mL/cm^2
DeQueiroz 2008 Disinfection of Bacillus subtilis spore-contamited surface materials with a sodium hypochlorite and a hydrogen peroxide-based sanitizer |  | Liquid Spray | CFU/cm^2 | 310000 |  |  | 100 | cm^2 | 0.01 | m^2 | discarded |  |  | 25000 | mg/L |  |  |  | 25 |  | 50 | cork boards | steady-state conditions | 5 |  |  | 5 | LR |  | SE |  |  |  | 2 |  | 3 | mL | 3 | mL | [5 empty] | other porous |  | mL/cm^2
DeQueiroz 2008 Disinfection of Bacillus subtilis spore-contamited surface materials with a sodium hypochlorite and a hydrogen peroxide-based sanitizer |  | Liquid Spray | CFU/cm^2 | 310000 |  |  | 100 | cm^2 | 0.01 | m^2 | discarded |  |  | 25000 | mg/L |  |  |  | 25 |  | 50 | concrete blocks | steady-state conditions | 5 |  |  | 6 | LR |  | SE |  |  |  | 2 |  | 3 | mL | 3 | mL | [5 empty] | concrete |  | mL/cm^2
DeQueiroz 2008 Disinfection of Bacillus subtilis spore-contamited surface materials with a sodium hypochlorite and a hydrogen peroxide-based sanitizer |  | Liquid Spray | CFU/cm^2 | 1000 |  |  | 100 | cm^2 | 0.01 | m^2 | discarded |  |  | 25000 | mg/L |  |  |  | 25 |  | 50 | wood tiles | steady-state conditions | 5 |  |  | 5 | LR |  | SE |  |  |  | 2 |  | 3 | mL | 3 | mL | [5 empty] | wood |  | mL/cm^2
DeQueiroz 2008 Disinfection of Bacillus subtilis spore-contamited surface materials with a sodium hypochlorite and a hydrogen peroxide-based sanitizer |  | Liquid Spray | CFU/cm^2 | 1000 |  |  | 100 | cm^2 | 0.01 | m^2 | discarded |  |  | 25000 | mg/L |  |  |  | 25 |  | 50 | rough surface patio tiles | steady-state conditions | 5 |  |  | 5 | LR |  | SE |  |  |  | 2 |  | 3 | mL | 3 | mL | [7 empty] | mL/cm^2
DeQueiroz 2008 Disinfection of Bacillus subtilis spore-contamited surface materials with a sodium hypochlorite and a hydrogen peroxide-based sanitizer |  | Liquid Spray | CFU/cm^2 | 1000 |  |  | 100 | cm^2 | 0.01 | m^2 | discarded |  |  | 25000 | mg/L |  |  |  | 25 |  | 50 | smooth surface patio tiles | steady-state conditions | 5 |  |  | 5 | LR |  | SE |  |  |  | 2 |  | 3 | mL | 3 | mL | [5 empty] | smooth tile |  | mL/cm^2
DeQueiroz 2008 Disinfection of Bacillus subtilis spore-contamited surface materials with a sodium hypochlorite and a hydrogen peroxide-based sanitizer |  | Liquid Spray | CFU/cm^2 | 1000 |  |  | 100 | cm^2 | 0.01 | m^2 | discarded |  |  | 2500 | mg/L |  |  |  | 25 |  | 50 | woven carpet | steady-state conditions | 5 |  |  | 0 | LR |  | SE |  |  |  | 2 |  | 3 | mL | 3 | mL | [5 empty] | carpet |  | mL/cm^2
DeQueiroz 2008 Disinfection of Bacillus subtilis spore-contamited surface materials with a sodium hypochlorite and a hydrogen peroxide-based sanitizer |  | Liquid Spray | CFU/cm^2 | 1000 |  |  | 100 | cm^2 | 0.01 | m^2 | discarded |  |  | 2500 | mg/L |  |  |  | 25 |  | 50 | acoustic ceiling tiles | steady-state conditions | 5 |  |  | 0 | LR |  | SE |  |  |  | 2 |  | 3 | mL | 3 | mL | [5 empty] | ceiling tile |  | mL/cm^2
DeQueiroz 2008 Disinfection of Bacillus subtilis spore-contamited surface materials with a sodium hypochlorite and a hydrogen peroxide-based sanitizer |  | Liquid Spray | CFU/cm^2 | 1000 |  |  | 100 | cm^2 | 0.01 | m^2 | discarded |  |  | 2500 | mg/L |  |  |  | 25 |  | 50 | cork boards | steady-state conditions | 5 |  |  | 0 | LR |  | SE |  |  |  | 2 |  | 3 | mL | 3 | mL | [5 empty] | other porous |  | mL/cm^2
DeQueiroz 2008 Disinfection of Bacillus subtilis spore-contamited surface materials with a sodium hypochlorite and a hydrogen peroxide-based sanitizer |  | Liquid Spray | CFU/cm^2 | 1000 |  |  | 100 | cm^2 | 0.01 | m^2 | discarded |  |  | 2500 | mg/L |  |  |  | 25 |  | 50 | concrete blocks | steady-state conditions | 5 |  |  | 0 | LR |  | SE |  |  |  | 2 |  | 3 | mL | 3 | mL | [5 empty] | concrete |  | mL/cm^2
DeQueiroz 2008 Disinfection of Bacillus subtilis spore-contamited surface materials with a sodium hypochlorite and a hydrogen peroxide-based sanitizer |  | Liquid Spray | CFU/cm^2 | 1000 |  |  | 100 | cm^2 | 0.01 | m^2 | discarded |  |  | 2500 | mg/L |  |  |  | 25 |  | 50 | wood tiles | steady-state conditions | 5 |  | < | 1 | LR | [5 empty] | 2 |  | 3 | mL | 3 | mL | [5 empty] | wood |  | mL/cm^2 |  |  |  | 0
DeQueiroz 2008 Disinfection of Bacillus subtilis spore-contamited surface materials with a sodium hypochlorite and a hydrogen peroxide-based sanitizer |  | Liquid Spray | CFU/cm^2 | 1000 |  |  | 100 | cm^2 | 0.01 | m^2 | discarded |  |  | 2500 | mg/L |  |  |  | 25 |  | 50 | rough surface patio tiles | steady-state conditions | 5 |  |  | 0 | LR |  | SE |  |  |  | 2 |  | 3 | mL | 3 | mL | [7 empty] | mL/cm^2
DeQueiroz 2008 Disinfection of Bacillus subtilis spore-contamited surface materials with a sodium hypochlorite and a hydrogen peroxide-based sanitizer |  | Liquid Spray | CFU/cm^2 | 1000 |  |  | 100 | cm^2 | 0.01 | m^2 | discarded |  |  | 2500 | mg/L |  |  |  | 25 |  | 50 | smooth surface patio tiles | steady-state conditions | 5 |  |  | 0 | LR |  | SE |  |  |  | 2 |  | 3 | mL | 3 | mL | [5 empty] | smooth tile |  | mL/cm^2
DeQueiroz 2008 Disinfection of Bacillus subtilis spore-contamited surface materials with a sodium hypochlorite and a hydrogen peroxide-based sanitizer |  | Liquid Spray | CFU/cm^2 | 1000 |  |  | 100 | cm^2 | 0.01 | m^2 | discarded |  |  | 25000 | mg/L |  |  |  | 25 |  | 50 | woven carpet | steady-state conditions | 5 |  |  | 3 | LR |  | SE |  |  |  | 2 |  | 3 | mL | 3 | mL | [5 empty] | carpet |  | mL/cm^2
DeQueiroz 2008 Disinfection of Bacillus subtilis spore-contamited surface materials with a sodium hypochlorite and a hydrogen peroxide-based sanitizer |  | Liquid Spray | CFU/cm^2 | 1000 |  |  | 100 | cm^2 | 0.01 | m^2 | discarded |  |  | 25000 | mg/L |  |  |  | 25 |  | 50 | acoustic ceiling tiles | steady-state conditions | 5 |  |  | 0 | LR |  | SE |  |  |  | 2 |  | 3 | mL | 3 | mL | [5 empty] | ceiling tile |  | mL/cm^2
DeQueiroz 2008 Disinfection of Bacillus subtilis spore-contamited surface materials with a sodium hypochlorite and a hydrogen peroxide-based sanitizer |  | Liquid Spray | CFU/cm^2 | 1000 |  |  | 100 | cm^2 | 0.01 | m^2 | discarded |  |  | 25000 | mg/L |  |  |  | 25 |  | 50 | cork boards | steady-state conditions | 5 |  | < | 1 | LR | [5 empty] | 2 |  | 3 | mL | 3 | mL | [5 empty] | other porous |  | mL/cm^2 |  |  |  | 0
DeQueiroz 2008 Disinfection of Bacillus subtilis spore-contamited surface materials with a sodium hypochlorite and a hydrogen peroxide-based sanitizer |  | Liquid Spray | CFU/cm^2 | 1000 |  |  | 100 | cm^2 | 0.01 | m^2 | discarded |  |  | 25000 | mg/L |  |  |  | 25 |  | 50 | concrete blocks | steady-state conditions | 5 |  |  | 4 | LR |  | SE |  |  |  | 2 |  | 3 | mL | 3 | mL | [5 empty] | concrete |  | mL/cm^2
DeQueiroz 2008 Disinfection of Bacillus subtilis spore-contamited surface materials with a sodium hypochlorite and a hydrogen peroxide-based sanitizer |  | Liquid Spray | CFU/cm^2 | 1000 |  |  | 100 | cm^2 | 0.01 | m^2 | discarded |  |  | 25000 | mg/L |  |  |  | 25 |  | 50 | wood tiles | steady-state conditions | 5 |  |  | 3 | LR |  | SE |  |  |  | 2 |  | 3 | mL | 3 | mL | [5 empty] | wood |  | mL/cm^2
DeQueiroz 2008 Disinfection of Bacillus subtilis spore-contamited surface materials with a sodium hypochlorite and a hydrogen peroxide-based sanitizer |  | Liquid Spray | CFU/cm^2 | 1000 |  |  | 100 | cm^2 | 0.01 | m^2 | discarded |  |  | 25000 | mg/L |  |  |  | 25 |  | 50 | rough surface patio tiles | steady-state conditions | 5 |  |  | 4 | LR |  | SE |  |  |  | 2 |  | 3 | mL | 3 | mL | [7 empty] | mL/cm^2
DeQueiroz 2008 Disinfection of Bacillus subtilis spore-contamited surface materials with a sodium hypochlorite and a hydrogen peroxide-based sanitizer |  | Liquid Spray | CFU/cm^2 | 1000 |  |  | 100 | cm^2 | 0.01 | m^2 | discarded |  |  | 25000 | mg/L |  |  |  | 25 |  | 50 | smooth surface patio tiles | steady-state conditions | 5 |  |  | 5 | LR |  | SE |  |  |  | 2 |  | 3 | mL | 3 | mL | [5 empty] | smooth tile |  | mL/cm^2
Friedline 2015 Sterilization of hydrogen peroxide resistant bacterial spores with stabilized chlorine dioxide |  | Liquid Spray |  | 1000 | [6 empty] | combined |  |  | 47 | mg/L |  |  | 2 | 22 |  | 50 | glass | time till neutralization | 10 |  |  | 3.6721 | LSurv | 3.4927603890268375 | ambiguous |  |  | 4.6618 | 3 | [10 empty] | glass | [6 empty] | 4.6618
Friedline 2015 Sterilization of hydrogen peroxide resistant bacterial spores with stabilized chlorine dioxide |  | Liquid Spray |  | 10000000 | [6 empty] | combined |  |  | 47 | mg/L |  |  | 2 | 22 |  | 50 | glass | time till neutralization | 60 |  |  | 2.5441 | LSurv | 2.3263358609287512 | ambiguous |  |  | 4.6618 | 3 | [10 empty] | glass | [6 empty] | 4.6618
Friedline 2015 Sterilization of hydrogen peroxide resistant bacterial spores with stabilized chlorine dioxide |  | Liquid Spray |  | 10000000 | [6 empty] | combined |  |  | 47 | mg/L |  |  | 2 | 22 |  | 50 | glass | time till neutralization | 1440 | [5 empty] | ambiguous |  |  | 4.6618 | 3 | [10 empty] | glass | [6 empty] | 4.6618
Friedline 2015 Sterilization of hydrogen peroxide resistant bacterial spores with stabilized chlorine dioxide |  | Liquid Spray |  | 10000000 | [6 empty] | combined |  |  | 187 | mg/L |  |  | 2 | 22 |  | 50 | glass | time till neutralization | 10 | [5 empty] | ambiguous |  |  | 4.6618 | 3 | [10 empty] | glass | [6 empty] | 4.6618
Friedline 2015 Sterilization of hydrogen peroxide resistant bacterial spores with stabilized chlorine dioxide |  | Liquid Spray |  | 10000000 | [6 empty] | combined |  |  | 187 | mg/L |  |  | 2 | 22 |  | 50 | glass | time till neutralization | 60 | [5 empty] | ambiguous |  |  | 4.6618 | 3 | [10 empty] | glass | [6 empty] | 4.6618
Friedline 2015 Sterilization of hydrogen peroxide resistant bacterial spores with stabilized chlorine dioxide |  | Liquid Spray |  | 10000000 | [6 empty] | combined |  |  | 187 | mg/L |  |  | 2 | 22 |  | 50 | glass | time till neutralization | 1440 | [5 empty] | ambiguous |  |  | 4.6618 | 3 | [10 empty] | glass | [6 empty] | 4.6618
Friedline 2015 Sterilization of hydrogen peroxide resistant bacterial spores with stabilized chlorine dioxide |  | Liquid Spray |  | 10000000 | [6 empty] | combined |  |  | 47 | mg/L |  |  | 2 | 22 |  | 50 | glass | time till neutralization | 10 |  |  | 4.3802 | LSurv | 3 | ambiguous |  |  | 5.1139 | 3 | [10 empty] | glass | [6 empty] | 5.1139
Friedline 2015 Sterilization of hydrogen peroxide resistant bacterial spores with stabilized chlorine dioxide |  | Liquid Spray |  | 10000000 | [6 empty] | combined |  |  | 47 | mg/L |  |  | 2 | 22 |  | 50 | glass | time till neutralization | 60 |  |  | 3.0414 | LSurv | 2.1461280356782382 | ambiguous |  |  | 5.1139 | 3 | [10 empty] | glass | [6 empty] | 5.1139
Friedline 2015 Sterilization of hydrogen peroxide resistant bacterial spores with stabilized chlorine dioxide |  | Liquid Spray |  | 10000000 | [6 empty] | combined |  |  | 47 | mg/L |  |  | 2 | 22 |  | 50 | glass | time till neutralization | 1440 | [5 empty] | ambiguous |  |  | 5.1139 | 3 | [10 empty] | glass | [6 empty] | 5.1139
Friedline 2015 Sterilization of hydrogen peroxide resistant bacterial spores with stabilized chlorine dioxide |  | Liquid Spray |  | 10000000 | [6 empty] | combined |  |  | 187 | mg/L |  |  | 2 | 22 |  | 50 | glass | time till neutralization | 10 | [5 empty] | ambiguous |  |  | 5.1139 | 3 | [10 empty] | glass | [6 empty] | 5.1139
Friedline 2015 Sterilization of hydrogen peroxide resistant bacterial spores with stabilized chlorine dioxide |  | Liquid Spray |  | 10000000 | [6 empty] | combined |  |  | 187 | mg/L |  |  | 2 | 22 |  | 50 | glass | time till neutralization | 60 | [5 empty] | ambiguous |  |  | 5.1139 | 3 | [10 empty] | glass | [6 empty] | 5.1139
Friedline 2015 Sterilization of hydrogen peroxide resistant bacterial spores with stabilized chlorine dioxide |  | Liquid Spray |  | 10000000 | [6 empty] | combined |  |  | 187 | mg/L |  |  | 2 | 22 |  | 50 | glass | time till neutralization | 1440 | [5 empty] | ambiguous |  |  | 5.1139 | 3 | [10 empty] | glass | [6 empty] | 5.1139
Friedline 2015 Sterilization of hydrogen peroxide resistant bacterial spores with stabilized chlorine dioxide |  | Liquid Spray |  | 10000000 | [6 empty] | combined |  |  | 3.5 | wt% |  |  | 2 | 22 |  | 50 | aluminum | time till neutralization | 60 |  |  | 8.1673 | LSurv |  | ambiguous |  |  | 9.9731 | 2 | [17 empty] | 9.9731
Friedline 2015 Sterilization of hydrogen peroxide resistant bacterial spores with stabilized chlorine dioxide |  | Liquid Spray |  | 10000000 | [6 empty] | combined |  |  | 109 | mg/L |  |  | 2 | 22 |  | 50 | aluminum | time till neutralization | 60 |  |  | 8.4456 | LSurv |  | ambiguous |  |  | 9.9731 | 3 | [17 empty] | 9.9731
Friedline 2015 Sterilization of hydrogen peroxide resistant bacterial spores with stabilized chlorine dioxide |  | Liquid Spray |  | 10000000 | [6 empty] | combined |  |  | 109 | mg/L |  |  | 2 | 22 |  | 50 | aluminum | time till neutralization | 60 |  |  | 5.2041 | LSurv |  | ambiguous |  |  | 9.9731 | 2 | [17 empty] | 9.9731
Friedline 2015 Sterilization of hydrogen peroxide resistant bacterial spores with stabilized chlorine dioxide |  | Liquid Spray |  | 10000000 | [6 empty] | combined |  |  | 3.5 | wt% |  |  | 2 | 22 |  | 50 | aluminum | time till neutralization | 1440 |  | < | 2.699 | LSurv |  |  |  |  | 9.4232 | 2 | [16 empty] | 0 | 9.4232
Friedline 2015 Sterilization of hydrogen peroxide resistant bacterial spores with stabilized chlorine dioxide |  | Liquid Spray |  | 10000000 | [6 empty] | combined |  |  | 109 | mg/L |  |  | 2 | 22 |  | 50 | aluminum | time till neutralization | 1440 |  |  | 9.7993 | LSurv |  | ambiguous |  |  | 9.4232 | 3 | [17 empty] | 9.4232
Friedline 2015 Sterilization of hydrogen peroxide resistant bacterial spores with stabilized chlorine dioxide |  | Liquid Spray |  | 10000000 | [6 empty] | combined |  |  | 109 | mg/L |  |  | 2 | 22 |  | 50 | aluminum | time till neutralization | 1440 |  | < | 4 | LSurv |  |  |  |  | 9.4232 | 2 | [16 empty] | 0 | 9.4232
Edmonds 2014 Decontamition efficacy of three commercial-off-the-shelf (COTS) sporicidal disinfectants on medium-sized panels contamited with surrogate spores of Bacillus anthracis |  | Liquid Spray | CFU | 10000000 |  |  | 1.44 | m^2 | 1.44 | m^2 | combined |  |  | 10 | vol% |  |  |  | 27 |  | 80 | Steel | continuously wetted followed by 2 hours of drying | 30 |  |  | 4.8 | LR | 0.5 | SD |  |  |  | 9 |  | 7.6 | L | 7600 | mL | [5 empty] | steel | 5.2778 | L/m^2
Edmonds 2014 Decontamition efficacy of three commercial-off-the-shelf (COTS) sporicidal disinfectants on medium-sized panels contamited with surrogate spores of Bacillus anthracis |  | Liquid Spray | CFU | 10000000 |  |  | 1.44 | m^2 | 1.44 | m^2 | combined |  |  | 0 |  |  |  |  | 27 |  | 80 | Steel | continuously wetted followed by 2 hours of drying | 30 |  |  | 4.7 | LR | 0.5 | SD |  |  |  | 9 |  | 7.6 | L | 7600 | mL | [5 empty] | steel | 5.2778 | L/m^2
Edmonds 2014 Decontamition efficacy of three commercial-off-the-shelf (COTS) sporicidal disinfectants on medium-sized panels contamited with surrogate spores of Bacillus anthracis |  | Liquid Spray | CFU | 10000000 |  |  | 1.44 | m^2 | 1.44 | m^2 | combined |  |  | 10 | vol% |  |  |  | 27 |  | 80 | Brick | continuously wetted followed by 2 hours of drying | 30 |  |  | 8.6 | LR | 0.3 | SD |  |  |  | 9 |  | 7.6 | L | 7600 | mL | [5 empty] | brick | 5.2778 | L/m^2
Edmonds 2014 Decontamition efficacy of three commercial-off-the-shelf (COTS) sporicidal disinfectants on medium-sized panels contamited with surrogate spores of Bacillus anthracis |  | Liquid Spray | CFU | 10000000 |  |  | 1.44 | m^2 | 1.44 | m^2 | combined |  |  | 0 |  |  |  |  | 27 |  | 80 | Brick | continuously wetted followed by 2 hours of drying | 30 |  |  | 9.3 | LR | 0.6 | SD |  |  |  | 9 |  | 7.6 | L | 7600 | mL | [5 empty] | brick | 5.2778 | L/m^2
Edmonds 2014 Decontamition efficacy of three commercial-off-the-shelf (COTS) sporicidal disinfectants on medium-sized panels contamited with surrogate spores of Bacillus anthracis |  | Liquid Spray | CFU | 10000000 |  |  | 1.44 | m^2 | 1.44 | m^2 | combined |  |  | 10 | vol% |  |  |  | 27 |  | 80 | pressure-treated lumber | continuously wetted followed by 2 hours of drying | 30 |  |  | 4.9 | LR | 0.8 | SD |  |  |  | 9 |  | 7.6 | L | 7600 | mL | [5 empty] | treated wood | 5.2778 | L/m^2
Edmonds 2014 Decontamition efficacy of three commercial-off-the-shelf (COTS) sporicidal disinfectants on medium-sized panels contamited with surrogate spores of Bacillus anthracis |  | Liquid Spray | CFU | 10000000 |  |  | 1.44 | m^2 | 1.44 | m^2 | combined |  |  | 0 |  |  |  |  | 27 |  | 80 | pressure-treated lumber | continuously wetted followed by 2 hours of drying | 30 |  |  | 8 | LR | 0.2 | SD |  |  |  | 9 |  | 7.6 | L | 7600 | mL | [5 empty] | treated wood | 5.2778 | L/m^2
Edmonds 2014 Decontamition efficacy of three commercial-off-the-shelf (COTS) sporicidal disinfectants on medium-sized panels contamited with surrogate spores of Bacillus anthracis |  | Liquid Spray | CFU | 10000000 |  |  | 1.44 | m^2 | 1.44 | m^2 | combined |  |  | 10 | vol% |  |  |  | 27 |  | 80 | Steel | continuously wetted followed by 2 hours of drying | 30 |  |  | 8.6 | LR | 1 | SD |  |  |  | 9 |  | 7.6 | L | 7600 | mL | [5 empty] | steel | 5.2778 | L/m^2
Edmonds 2014 Decontamition efficacy of three commercial-off-the-shelf (COTS) sporicidal disinfectants on medium-sized panels contamited with surrogate spores of Bacillus anthracis |  | Liquid Spray | CFU | 10000000 |  |  | 1.44 | m^2 | 1.44 | m^2 | combined |  |  | 0 |  |  |  |  | 27 |  | 80 | Steel | continuously wetted followed by 2 hours of drying | 30 |  |  | 6.6 | LR | 0.5 | SD |  |  |  | 9 |  | 7.6 | L | 7600 | mL | [5 empty] | steel | 5.2778 | L/m^2
Edmonds 2014 Decontamition efficacy of three commercial-off-the-shelf (COTS) sporicidal disinfectants on medium-sized panels contamited with surrogate spores of Bacillus anthracis |  | Liquid Spray | CFU | 10000000 |  |  | 1.44 | m^2 | 1.44 | m^2 | combined |  |  | 10 | vol% |  |  |  | 27 |  | 80 | Brick | continuously wetted followed by 2 hours of drying | 30 |  |  | 9.1 | LR | 0.8 | SD |  |  |  | 9 |  | 7.6 | L | 7600 | mL | [5 empty] | brick | 5.2778 | L/m^2
Edmonds 2014 Decontamition efficacy of three commercial-off-the-shelf (COTS) sporicidal disinfectants on medium-sized panels contamited with surrogate spores of Bacillus anthracis |  | Liquid Spray | CFU | 10000000 |  |  | 1.44 | m^2 | 1.44 | m^2 | combined |  |  | 0 |  |  |  |  | 27 |  | 80 | Brick | continuously wetted followed by 2 hours of drying | 30 |  |  | 9 | LR | 1.3 | SD |  |  |  | 9 |  | 7.6 | L | 7600 | mL | [5 empty] | brick | 5.2778 | L/m^2
Edmonds 2014 Decontamition efficacy of three commercial-off-the-shelf (COTS) sporicidal disinfectants on medium-sized panels contamited with surrogate spores of Bacillus anthracis |  | Liquid Spray | CFU | 10000000 |  |  | 1.44 | m^2 | 1.44 | m^2 | combined |  |  | 10 | vol% |  |  |  | 27 |  | 80 | pressure-treated lumber | continuously wetted followed by 2 hours of drying | 30 |  |  | 8.7 | LR | 1.3 | SD |  |  |  | 9 |  | 7.6 | L | 7600 | mL | [5 empty] | treated wood | 5.2778 | L/m^2
Edmonds 2014 Decontamition efficacy of three commercial-off-the-shelf (COTS) sporicidal disinfectants on medium-sized panels contamited with surrogate spores of Bacillus anthracis |  | Liquid Spray | CFU | 10000000 |  |  | 1.44 | m^2 | 1.44 | m^2 | combined |  |  | 0 |  |  |  |  | 27 |  | 80 | pressure-treated lumber | continuously wetted followed by 2 hours of drying | 30 |  |  | 8.9 | LR | 3.8 | SD |  |  |  | 9 |  | 7.6 | L | 7600 | mL | [5 empty] | treated wood | 5.2778 | L/m^2
Chatuev 2010 Alysis of the sporicidal activity of chlorine dioxide disinfectant against Bacillus anthracis (Sterne strain) |  | Liquid Spray | CFU | 10000000 |  |  | 1.33 | cm^2 | 0.000133 | m^2 |  |  |  | 10 | mg tablet/L |  |  |  | 25 |  | 50 | stainless steel | time in suspension | 3 |  |  | 0.7 | LR | [16 empty] | steel |  | /cm^2
Chatuev 2010 Alysis of the sporicidal activity of chlorine dioxide disinfectant against Bacillus anthracis (Sterne strain) |  | Liquid Spray | CFU | 10000000 |  |  | 1.33 | cm^2 | 0.000133 | m^2 |  |  |  | 10 | mg tablet/L |  |  |  | 25 |  | 50 | plastic | time in suspension | 3 |  |  | 1.05 | LR | [18 empty] | /cm^2
Chatuev 2010 Alysis of the sporicidal activity of chlorine dioxide disinfectant against Bacillus anthracis (Sterne strain) |  | Liquid Spray | CFU | 10000000 |  |  | 1.33 | cm^2 | 0.000133 | m^2 |  |  |  | 5 | mg tablet/L |  |  |  | 25 |  | 50 | stainless steel (spores applied after decon agent) | time in suspension | 3 |  |  | 3.2 | LR | [16 empty] | steel |  | /cm^2
Chatuev 2010 Alysis of the sporicidal activity of chlorine dioxide disinfectant against Bacillus anthracis (Sterne strain) |  | Liquid Spray | CFU | 10000000 |  |  | 1.33 | cm^2 | 0.000133 | m^2 |  |  |  | 5 | mg tablet/L |  |  |  | 25 |  | 50 | stainless steel (spores applied after decon agent) | time in suspension | 3 |  |  | 1 | LR | [16 empty] | steel |  | /cm^2
Chatuev 2010 Alysis of the sporicidal activity of chlorine dioxide disinfectant against Bacillus anthracis (Sterne strain) |  | Liquid Spray | CFU | 10000000 |  |  | 1.33 | cm^2 | 0.000133 | m^2 |  |  |  | 5 | mg tablet/L |  |  |  | 25 |  | 50 | stainless steel (spores applied after decon agent) | time in suspension | 3 |  |  | 0.8 | LR | [16 empty] | steel |  | /cm^2
Chatuev 2010 Alysis of the sporicidal activity of chlorine dioxide disinfectant against Bacillus anthracis (Sterne strain) |  | Liquid Spray | CFU | 10000000 |  |  | 1.33 | cm^2 | 0.000133 | m^2 |  |  |  | 5 | mg tablet/L |  |  |  | 25 |  | 50 | stainless steel (spores applied after decon agent) | time in suspension | 3 |  |  | 0.14 | LR | [16 empty] | steel |  | /cm^2
Chatuev 2010 Alysis of the sporicidal activity of chlorine dioxide disinfectant against Bacillus anthracis (Sterne strain) |  | Liquid Spray | CFU | 10000000 |  |  | 1.33 | cm^2 | 0.000133 | m^2 |  |  |  | 5 | mg tablet/L |  |  |  | 25 |  | 50 | stainless steel (spores applied after decon agent) | time in suspension | 3 |  |  | 0.2 | LR | [16 empty] | steel |  | /cm^2
Chatuev 2010 Alysis of the sporicidal activity of chlorine dioxide disinfectant against Bacillus anthracis (Sterne strain) |  | Liquid Spray | CFU | 10000000 |  |  | 1.33 | cm^2 | 0.000133 | m^2 |  |  |  | 5 | mg tablet/L |  |  |  | 25 |  | 50 | stainless steel (spores applied after decon agent) | time in suspension | 3 |  |  | 0.14 | LR | [16 empty] | steel |  | /cm^2
Chatuev 2010 Alysis of the sporicidal activity of chlorine dioxide disinfectant against Bacillus anthracis (Sterne strain) |  | Liquid Spray | CFU | 10000000 |  |  | 1.33 | cm^2 | 0.000133 | m^2 |  |  |  | 5 | mg tablet/L |  |  |  | 25 |  | 50 | stainless steel (spores applied after decon agent) | time in suspension | 3 |  |  | 0 | LR | [16 empty] | steel |  | /cm^2
Chatuev 2010 Alysis of the sporicidal activity of chlorine dioxide disinfectant against Bacillus anthracis (Sterne strain) |  | Liquid Spray | CFU | 10000000 |  |  | 1.33 | cm^2 | 0.000133 | m^2 | combined |  |  | 0 | wt% |  |  |  | 25 |  | 50 | stainless steel (spores applied after decon agent) | time before extraction | 3 |  |  | 5 | LR | [7 empty] | 0.5 | mL | 0.5 | mL | [5 empty] | steel | 3.7594 | mL/cm^2
Chatuev 2010 Alysis of the sporicidal activity of chlorine dioxide disinfectant against Bacillus anthracis (Sterne strain) |  | Liquid Spray | CFU | 10000000 |  |  | 1.33 | cm^2 | 0.000133 | m^2 | combined |  |  | 0 | wt% |  |  |  | 25 |  | 50 | stainless steel (spores applied after decon agent) | time before extraction | 3 |  |  | 4.9 | LR | [7 empty] | 0.5 | mL | 0.5 | mL | [5 empty] | steel | 3.7594 | mL/cm^2
Chatuev 2010 Alysis of the sporicidal activity of chlorine dioxide disinfectant against Bacillus anthracis (Sterne strain) |  | Liquid Spray | CFU | 10000000 |  |  | 1.33 | cm^2 | 0.000133 | m^2 | combined |  |  | 0 | wt% |  |  |  | 25 |  | 50 | stainless steel (spores applied after decon agent) | time before extraction | 3 |  |  | 4.9 | LR | [7 empty] | 0.5 | mL | 0.5 | mL | [5 empty] | steel | 3.7594 | mL/cm^2
Chatuev 2010 Alysis of the sporicidal activity of chlorine dioxide disinfectant against Bacillus anthracis (Sterne strain) |  | Liquid Spray | CFU | 10000000 |  |  | 1.33 | cm^2 | 0.000133 | m^2 | combined |  |  | 0 | wt% |  |  |  | 25 |  | 50 | stainless steel (spores applied after decon agent) | time before extraction | 3 |  |  | 4.7 | LR | [7 empty] | 0.5 | mL | 0.5 | mL | [5 empty] | steel | 3.7594 | mL/cm^2
Chatuev 2010 Alysis of the sporicidal activity of chlorine dioxide disinfectant against Bacillus anthracis (Sterne strain) |  | Liquid Spray | CFU | 10000000 |  |  | 1.33 | cm^2 | 0.000133 | m^2 | combined |  |  | 0 | wt% |  |  |  | 25 |  | 50 | stainless steel (spores applied after decon agent) | time before extraction | 3 |  |  | 4.7 | LR | [7 empty] | 0.5 | mL | 0.5 | mL | [5 empty] | steel | 3.7594 | mL/cm^2
Chatuev 2010 Alysis of the sporicidal activity of chlorine dioxide disinfectant against Bacillus anthracis (Sterne strain) |  | Liquid Spray | CFU | 10000000 |  |  | 1.33 | cm^2 | 0.000133 | m^2 | combined |  |  | 0 | wt% |  |  |  | 25 |  | 50 | stainless steel (spores applied after decon agent) | time before extraction | 3 |  |  | 4 | LR | [7 empty] | 0.5 | mL | 0.5 | mL | [5 empty] | steel | 3.7594 | mL/cm^2
Chatuev 2010 Alysis of the sporicidal activity of chlorine dioxide disinfectant against Bacillus anthracis (Sterne strain) |  | Liquid Spray | CFU | 10000000 |  |  | 1.33 | cm^2 | 0.000133 | m^2 | combined |  |  | 0 | wt% |  |  |  | 25 |  | 50 | stainless steel (spores applied after decon agent) | time before extraction | 3 |  |  | 3.5 | LR | [7 empty] | 0.5 | mL | 0.5 | mL | [5 empty] | steel | 3.7594 | mL/cm^2
Chatuev 2010 Alysis of the sporicidal activity of chlorine dioxide disinfectant against Bacillus anthracis (Sterne strain) |  | Liquid Spray | CFU | 10000000 |  |  | 1.33 | cm^2 | 0.000133 | m^2 | combined |  |  | 0.3 | wt% |  |  |  | 25 |  | 50 | stainless steel (spores applied after decon agent) | time before extraction | 3 |  |  | 8 | LR | [7 empty] | 0.5 | mL | 0.5 | mL | [5 empty] | steel | 3.7594 | mL/cm^2
Chatuev 2010 Alysis of the sporicidal activity of chlorine dioxide disinfectant against Bacillus anthracis (Sterne strain) |  | Liquid Spray | CFU | 10000000 |  |  | 1.33 | cm^2 | 0.000133 | m^2 | combined |  |  | 0.3 | wt% |  |  |  | 25 |  | 50 | stainless steel (spores applied after decon agent) | time before extraction | 3 |  |  | 8 | LR | [7 empty] | 0.5 | mL | 0.5 | mL | [5 empty] | steel | 3.7594 | mL/cm^2
Chatuev 2010 Alysis of the sporicidal activity of chlorine dioxide disinfectant against Bacillus anthracis (Sterne strain) |  | Liquid Spray | CFU | 10000000 |  |  | 1.33 | cm^2 | 0.000133 | m^2 | combined |  |  | 0.3 | wt% |  |  |  | 25 |  | 50 | stainless steel (spores applied after decon agent) | time before extraction | 3 |  |  | 8 | LR | [7 empty] | 0.5 | mL | 0.5 | mL | [5 empty] | steel | 3.7594 | mL/cm^2
Chatuev 2010 Alysis of the sporicidal activity of chlorine dioxide disinfectant against Bacillus anthracis (Sterne strain) |  | Liquid Spray | CFU | 10000000 |  |  | 1.33 | cm^2 | 0.000133 | m^2 | combined |  |  | 0.3 | wt% |  |  |  | 25 |  | 50 | stainless steel (spores applied after decon agent) | time before extraction | 3 |  |  | 8 | LR | [7 empty] | 0.5 | mL | 0.5 | mL | [5 empty] | steel | 3.7594 | mL/cm^2
Chatuev 2010 Alysis of the sporicidal activity of chlorine dioxide disinfectant against Bacillus anthracis (Sterne strain) |  | Liquid Spray | CFU | 10000000 |  |  | 1.33 | cm^2 | 0.000133 | m^2 | combined |  |  | 0.3 | wt% |  |  |  | 25 |  | 50 | stainless steel (spores applied after decon agent) | time before extraction | 3 | 2 |  | 8 | LR | [7 empty] | 0.5 | mL | 0.5 | mL | [5 empty] | steel | 3.7594 | mL/cm^2
Chatuev 2010 Alysis of the sporicidal activity of chlorine dioxide disinfectant against Bacillus anthracis (Sterne strain) |  | Liquid Spray | CFU | 10000000 |  |  | 1.33 | cm^2 | 0.000133 | m^2 | combined |  |  | 0.3 | wt% |  |  |  | 25 |  | 50 | stainless steel (spores applied after decon agent) | time before extraction | 3 | 2 |  | 8 | LR | [7 empty] | 0.5 | mL | 0.5 | mL | [5 empty] | steel | 3.7594 | mL/cm^2
Chatuev 2010 Alysis of the sporicidal activity of chlorine dioxide disinfectant against Bacillus anthracis (Sterne strain) |  | Liquid Spray | CFU | 10000000 |  |  | 1.33 | cm^2 | 0.000133 | m^2 | combined |  |  | 0.3 | wt% |  |  |  | 25 |  | 50 | stainless steel (spores applied after decon agent) | time before extraction | 3 | 2 |  | 8 | LR | [7 empty] | 0.5 | mL | 0.5 | mL | [5 empty] | steel | 3.7594 | mL/cm^2
Chatuev 2010 Alysis of the sporicidal activity of chlorine dioxide disinfectant against Bacillus anthracis (Sterne strain) |  | Liquid Spray | CFU | 10000000 |  |  | 1.33 | cm^2 | 0.000133 | m^2 | combined |  |  | 0.24 | wt% |  |  |  | 25 |  | 50 | stainless steel (spores applied after decon agent) | time before extraction | 3 | 2 |  | 8 | LR | [7 empty] | 0.5 | mL | 0.5 | mL | [5 empty] | steel | 3.7594 | mL/cm^2
Chatuev 2010 Alysis of the sporicidal activity of chlorine dioxide disinfectant against Bacillus anthracis (Sterne strain) |  | Liquid Spray | CFU | 10000000 |  |  | 1.33 | cm^2 | 0.000133 | m^2 | combined |  |  | 0.24 | wt% |  |  |  | 25 |  | 50 | stainless steel (spores applied after decon agent) | time before extraction | 3 | 2 |  | 8 | LR | [7 empty] | 0.5 | mL | 0.5 | mL | [5 empty] | steel | 3.7594 | mL/cm^2
Chatuev 2010 Alysis of the sporicidal activity of chlorine dioxide disinfectant against Bacillus anthracis (Sterne strain) |  | Liquid Spray | CFU | 10000000 |  |  | 1.33 | cm^2 | 0.000133 | m^2 | combined |  |  | 0.24 | wt% |  |  |  | 25 |  | 50 | stainless steel (spores applied after decon agent) | time before extraction | 3 | 2 |  | 8 | LR | [7 empty] | 0.5 | mL | 0.5 | mL | [5 empty] | steel | 3.7594 | mL/cm^2
Chatuev 2010 Alysis of the sporicidal activity of chlorine dioxide disinfectant against Bacillus anthracis (Sterne strain) |  | Liquid Spray | CFU | 50000000 |  |  | 1.33 | cm^2 | 0.000133 | m^2 | combined |  |  | 0.24 | wt% |  |  |  | 25 |  | 50 | stainless steel (spores applied after decon agent) | time before extraction | 3 | 2 |  | 8 | LR | [7 empty] | 0.5 | mL | 0.5 | mL | [5 empty] | steel | 3.7594 | mL/cm^2
Chatuev 2010 Alysis of the sporicidal activity of chlorine dioxide disinfectant against Bacillus anthracis (Sterne strain) |  | Liquid Spray | CFU | 50000000 |  |  | 1.33 | cm^2 | 0.000133 | m^2 | combined |  |  | 0.24 | wt% |  |  |  | 25 |  | 50 | stainless steel (spores applied after decon agent) | time before extraction | 3 | 2 |  | 5.7 | LR | [7 empty] | 0.5 | mL | 0.5 | mL | [5 empty] | steel | 3.7594 | mL/cm^2
Chatuev 2010 Alysis of the sporicidal activity of chlorine dioxide disinfectant against Bacillus anthracis (Sterne strain) |  | Liquid Spray | CFU | 50000000 |  |  | 1.33 | cm^2 | 0.000133 | m^2 | combined |  |  | 0.24 | wt% |  |  |  | 25 |  | 50 | stainless steel (spores applied after decon agent) | time before extraction | 3 | 2 |  | 5.3 | LR | [7 empty] | 0.5 | mL | 0.5 | mL | [5 empty] | steel | 3.7594 | mL/cm^2
Chatuev 2010 Alysis of the sporicidal activity of chlorine dioxide disinfectant against Bacillus anthracis (Sterne strain) |  | Liquid Spray | CFU | 50000000 |  |  | 1.33 | cm^2 | 0.000133 | m^2 | combined |  |  | 0.24 | wt% |  |  |  | 25 |  | 50 | stainless steel (spores applied after decon agent) | time before extraction | 3 | 2 |  | 5 | LR | [7 empty] | 0.5 | mL | 0.5 | mL | [5 empty] | steel | 3.7594 | mL/cm^2
Chatuev 2010 Alysis of the sporicidal activity of chlorine dioxide disinfectant against Bacillus anthracis (Sterne strain) |  | Liquid Spray | CFU | 50000000 |  |  | 1.33 | cm^2 | 0.000133 | m^2 | combined |  |  | 0.12 | wt% |  |  |  | 25 |  | 50 | stainless steel (spores applied after decon agent) | time before extraction | 3 | 2 |  | 8 | LR | [7 empty] | 0.5 | mL | 0.5 | mL | [5 empty] | steel | 3.7594 | mL/cm^2
Chatuev 2010 Alysis of the sporicidal activity of chlorine dioxide disinfectant against Bacillus anthracis (Sterne strain) |  | Liquid Spray | CFU | 50000000 |  |  | 1.33 | cm^2 | 0.000133 | m^2 | combined |  |  | 0.12 | wt% |  |  |  | 25 |  | 50 | stainless steel (spores applied after decon agent) | time before extraction | 3 | 1 |  | 8 | LR | [7 empty] | 0.5 | mL | 0.5 | mL | [5 empty] | steel | 3.7594 | mL/cm^2
Chatuev 2010 Alysis of the sporicidal activity of chlorine dioxide disinfectant against Bacillus anthracis (Sterne strain) |  | Liquid Spray | CFU | 50000000 |  |  | 1.33 | cm^2 | 0.000133 | m^2 | combined |  |  | 0.12 | wt% |  |  |  | 25 |  | 50 | stainless steel (spores applied after decon agent) | time before extraction | 3 | 1 |  | 6.4 | LR | [7 empty] | 0.5 | mL | 0.5 | mL | [5 empty] | steel | 3.7594 | mL/cm^2
Chatuev 2010 Alysis of the sporicidal activity of chlorine dioxide disinfectant against Bacillus anthracis (Sterne strain) |  | Liquid Spray | CFU | 50000000 |  |  | 1.33 | cm^2 | 0.000133 | m^2 | combined |  |  | 0.12 | wt% |  |  |  | 25 |  | 50 | stainless steel (spores applied after decon agent) | time before extraction | 3 | 1 |  | 4.7 | LR | [7 empty] | 0.5 | mL | 0.5 | mL | [5 empty] | steel | 3.7594 | mL/cm^2
Chatuev 2010 Alysis of the sporicidal activity of chlorine dioxide disinfectant against Bacillus anthracis (Sterne strain) |  | Liquid Spray | CFU | 50000000 |  |  | 1.33 | cm^2 | 0.000133 | m^2 | combined |  |  | 0.12 | wt% |  |  |  | 25 |  | 50 | stainless steel (spores applied after decon agent) | time before extraction | 3 | 1 |  | 3 | LR | [7 empty] | 0.5 | mL | 0.5 | mL | [5 empty] | steel | 3.7594 | mL/cm^2
Chatuev 2010 Alysis of the sporicidal activity of chlorine dioxide disinfectant against Bacillus anthracis (Sterne strain) |  | Liquid Spray | CFU | 50000000 |  |  | 1.33 | cm^2 | 0.000133 | m^2 | combined |  |  | 0.12 | wt% |  |  |  | 25 |  | 50 | stainless steel (spores applied after decon agent) | time before extraction | 3 | 1 |  | 2.2 | LR | [7 empty] | 0.5 | mL | 0.5 | mL | [5 empty] | steel | 3.7594 | mL/cm^2
Chatuev 2010 Alysis of the sporicidal activity of chlorine dioxide disinfectant against Bacillus anthracis (Sterne strain) |  | Liquid Spray | CFU | 50000000 |  |  | 1.33 | cm^2 | 0.000133 | m^2 | combined |  |  | 0.12 | wt% |  |  |  | 25 |  | 50 | stainless steel (spores applied after decon agent) | time before extraction | 3 | 1 |  | 2 | LR | [7 empty] | 0.5 | mL | 0.5 | mL | [5 empty] | steel | 3.7594 | mL/cm^2
Wood 2011 Efficacy of liquid spray decontamints for ictivation of Bacillus anthracis spores on building and outdoor materials |  | Liquid Spray | CFU | 50000000 |  |  | 14.25 | cm^2 | 0.001425 | m^2 | combined |  |  | 5000 | ppm |  |  | ambient temperature | 22.5 |  | 50 | Industrial-grade carpet | time before neutralization | 60 | 1 |  | 7 | LR | 1.8 | 1.96 x SE |  |  |  | 5 |  | 1.16 | mL | 1.16 | mL | [5 empty] | carpet | 0.81404 | mL/cm^2
Wood 2011 Efficacy of liquid spray decontamints for ictivation of Bacillus anthracis spores on building and outdoor materials |  | Liquid Spray | CFU | 50000000 |  |  | 14.25 | cm^2 | 0.001425 | m^2 | combined |  |  | 5000 | ppm |  |  | ambient temperature | 22.5 |  | 50 | Decorative lamite | time before neutralization | 60 | 2 | ≥ | 7.61 | LR | 0.05 |  |  |  |  | 5 |  | 1.16 | mL | 1.16 | mL | [5 empty] | lamite | 0.81404 | mL/cm^2 |  |  |  | 0 | 7.61
Wood 2011 Efficacy of liquid spray decontamints for ictivation of Bacillus anthracis spores on building and outdoor materials |  | Liquid Spray | CFU | 50000000 |  |  | 14.25 | cm^2 | 0.001425 | m^2 | combined |  |  | 5000 | ppm |  |  | ambient temperature | 22.5 |  | 50 | galvanized metal ductwork | time before neutralization | 60 | 1 | ≥ | 7.87 | LR | 0.06 |  |  |  |  | 5 |  | 1.16 | mL | 1.16 | mL | [5 empty] | steel | 0.81404 | mL/cm^2 |  |  |  | 0 | 7.87
Wood 2011 Efficacy of liquid spray decontamints for ictivation of Bacillus anthracis spores on building and outdoor materials |  | Liquid Spray | CFU | 50000000 |  |  | 14.25 | cm^2 | 0.001425 | m^2 | combined |  |  | 5000 | ppm |  |  | ambient temperature | 22.5 |  | 50 | painted wallboard paper | time before neutralization | 60 | 1 | ≥ | 7.42 | LR | 0.28000000000000003 |  |  |  |  | 5 |  | 1.16 | mL | 1.16 | mL | [5 empty] | wallboard | 0.81404 | mL/cm^2 |  |  |  | 0 | 7.42
Wood 2011 Efficacy of liquid spray decontamints for ictivation of Bacillus anthracis spores on building and outdoor materials |  | Liquid Spray | CFU | 50000000 |  |  | 14.25 | cm^2 | 0.001425 | m^2 | combined |  |  | 5000 | ppm |  |  | ambient temperature | 22.5 |  | 50 | Glass | time before neutralization | 60 | 1 | ≥ | 7.72 | LR | 0.06 |  |  |  |  | 5 |  | 1.16 | mL | 1.16 | mL | [5 empty] | glass | 0.81404 | mL/cm^2 |  |  |  | 0 | 7.72
Wood 2011 Efficacy of liquid spray decontamints for ictivation of Bacillus anthracis spores on building and outdoor materials |  | Liquid Spray | CFU | 50000000 |  |  | 14.25 | cm^2 | 0.001425 | m^2 | combined |  |  | 5000 | ppm |  |  | ambient temperature | 22.5 |  | 50 | Painted cinder block | time before neutralization | 60 | 1 | ≥ | 7.86 | LR | 0.11 |  |  |  |  | 5 |  | 1.16 | mL | 1.16 | mL | [5 empty] | painted concrete | 0.81404 | mL/cm^2 |  |  |  | 0 | 7.86
Wood 2011 Efficacy of liquid spray decontamints for ictivation of Bacillus anthracis spores on building and outdoor materials |  | Liquid Spray | CFU | 50000000 |  |  | 14.25 | cm^2 | 0.001425 | m^2 | combined |  |  | 5000 | ppm |  |  | ambient temperature | 22.5 |  | 50 | Bare pine wood | time before neutralization | 60 | 1 |  | 4.64 | LR | 1.9 | 1.96 x SE |  |  |  | 5 |  | 1.16 | mL | 1.16 | mL | [5 empty] | bare wood | 0.81404 | mL/cm^2
Wood 2011 Efficacy of liquid spray decontamints for ictivation of Bacillus anthracis spores on building and outdoor materials |  | Liquid Spray | CFU | 50000000 |  |  | 14.25 | cm^2 | 0.001425 | m^2 | combined |  |  | 5000 | ppm |  |  | ambient temperature | 22.5 |  | 50 | Industrial-grade carpet | time before neutralization | 60 | 1 | ≥ | 7.42 | LR | 0.12 |  |  |  |  | 5 |  | 1.16 | mL | 1.16 | mL | [5 empty] | carpet | 0.81404 | mL/cm^2 |  |  |  | 0 | 7.42
Wood 2011 Efficacy of liquid spray decontamints for ictivation of Bacillus anthracis spores on building and outdoor materials |  | Liquid Spray | CFU | 50000000 |  |  | 14.25 | cm^2 | 0.001425 | m^2 | combined |  |  | 5000 | ppm |  |  | ambient temperature | 22.5 |  | 50 | Decorative lamite | time before neutralization | 60 | 2 | ≥ | 7.66 | LR | 0.05 |  |  |  |  | 5 |  | 1.16 | mL | 1.16 | mL | [5 empty] | lamite | 0.81404 | mL/cm^2 |  |  |  | 0 | 7.66
Wood 2011 Efficacy of liquid spray decontamints for ictivation of Bacillus anthracis spores on building and outdoor materials |  | Liquid Spray | CFU | 50000000 |  |  | 14.25 | cm^2 | 0.001425 | m^2 | combined |  |  | 5000 | ppm |  |  | ambient temperature | 22.5 |  | 50 | galvanized metal ductwork | time before neutralization | 60 | 2 | ≥ | 7.64 | LR | 0.06 |  |  |  |  | 5 |  | 1.16 | mL | 1.16 | mL | [5 empty] | steel | 0.81404 | mL/cm^2 |  |  |  | 0 | 7.64
Wood 2011 Efficacy of liquid spray decontamints for ictivation of Bacillus anthracis spores on building and outdoor materials |  | Liquid Spray | CFU | 50000000 |  |  | 14.25 | cm^2 | 0.001425 | m^2 | combined |  |  | 5000 | ppm |  |  | ambient temperature | 22.5 |  | 50 | painted wallboard paper | time before neutralization | 60 | 1 | ≥ | 6.69 | LR | 0.28999999999999998 |  |  |  |  | 5 |  | 1.16 | mL | 1.16 | mL | [5 empty] | wallboard | 0.81404 | mL/cm^2 |  |  |  | 0 | 6.69
Wood 2011 Efficacy of liquid spray decontamints for ictivation of Bacillus anthracis spores on building and outdoor materials |  | Liquid Spray | CFU | 50000000 |  |  | 14.25 | cm^2 | 0.001425 | m^2 | combined |  |  | 5000 | ppm |  |  | ambient temperature | 22.5 |  | 50 | Glass | time before neutralization | 60 | 1 | ≥ | 7.03 | LR | 0.13 |  |  |  |  | 5 |  | 1.16 | mL | 1.16 | mL | [5 empty] | glass | 0.81404 | mL/cm^2 |  |  |  | 0 | 7.03
Wood 2011 Efficacy of liquid spray decontamints for ictivation of Bacillus anthracis spores on building and outdoor materials |  | Liquid Spray | CFU | 50000000 |  |  | 14.25 | cm^2 | 0.001425 | m^2 | combined |  |  | 5000 | ppm |  |  | ambient temperature | 22.5 |  | 50 | Painted cinder block | time before neutralization | 60 | 1 | ≥ | 7.29 | LR | 0.24 |  |  |  |  | 5 |  | 1.16 | mL | 1.16 | mL | [5 empty] | painted concrete | 0.81404 | mL/cm^2 |  |  |  | 0 | 7.29
Wood 2011 Efficacy of liquid spray decontamints for ictivation of Bacillus anthracis spores on building and outdoor materials |  | Liquid Spray | CFU | 50000000 |  |  | 14.25 | cm^2 | 0.001425 | m^2 | combined |  |  | 5000 | ppm |  |  | ambient temperature | 22.5 |  | 50 | Bare pine wood | time before neutralization | 60 | 3 |  | 5.15 | LR | 1.7 | 1.96 x SE |  |  |  | 5 |  | 1.16 | mL | 1.16 | mL | [5 empty] | bare wood | 0.81404 | mL/cm^2
Wood 2011 Efficacy of liquid spray decontamints for ictivation of Bacillus anthracis spores on building and outdoor materials |  | Liquid Spray | CFU | 50000000 |  |  | 14.25 | cm^2 | 0.001425 | m^2 | combined |  |  | 5000 | ppm |  |  | ambient temperature | 22.5 |  | 50 | Industrial-grade carpet | time before neutralization | 30 | 1 | ≥ | 7.82 | LR | 0.11 |  |  |  |  | 5 |  | 0.15 | mL | 0.15 | mL | 0 |  |  |  |  | carpet | 0.10526 | mL/cm^2 |  |  |  | 0 | 7.82
Wood 2011 Efficacy of liquid spray decontamints for ictivation of Bacillus anthracis spores on building and outdoor materials |  | Liquid Spray | CFU | 50000000 |  |  | 14.25 | cm^2 | 0.001425 | m^2 | combined |  |  | 5000 | ppm |  |  | ambient temperature | 22.5 |  | 50 | Decorative lamite | time before neutralization | 10 | 1 | ≥ | 7.58 | LR | 0.06 |  |  |  |  | 5 |  | 0.15 | mL | 0.15 | mL | 0 |  |  |  |  | lamite | 0.10526 | mL/cm^2 |  |  |  | 0 | 7.58
Wood 2011 Efficacy of liquid spray decontamints for ictivation of Bacillus anthracis spores on building and outdoor materials |  | Liquid Spray | CFU | 50000000 |  |  | 14.25 | cm^2 | 0.001425 | m^2 | combined |  |  | 5000 | ppm |  |  | ambient temperature | 22.5 |  | 50 | galvanized metal ductwork | time before neutralization | 10 | 1 | ≥ | 7.8 | LR | 0.03 |  |  |  |  | 5 |  | 0.15 | mL | 0.15 | mL | 0 |  |  |  |  | steel | 0.10526 | mL/cm^2 |  |  |  | 0 | 7.8
Wood 2011 Efficacy of liquid spray decontamints for ictivation of Bacillus anthracis spores on building and outdoor materials |  | Liquid Spray | CFU | 50000000 |  |  | 14.25 | cm^2 | 0.001425 | m^2 | combined |  |  | 5000 | ppm |  |  | ambient temperature | 22.5 |  | 50 | painted wallboard paper | time before neutralization | 10 | 1 | ≥ | 7.53 | LR | 7.0000000000000007E-2 |  |  |  |  | 5 |  | 0.15 | mL | 0.15 | mL | 0 |  |  |  |  | wallboard | 0.10526 | mL/cm^2 |  |  |  | 0 | 7.53
Wood 2011 Efficacy of liquid spray decontamints for ictivation of Bacillus anthracis spores on building and outdoor materials |  | Liquid Spray | CFU | 50000000 |  |  | 14.25 | cm^2 | 0.001425 | m^2 | combined |  |  | 5000 | ppm |  |  | ambient temperature | 22.5 |  | 50 | Glass | time before neutralization | 10 | 1 | ≥ | 7.75 | LR | 0.02 |  |  |  |  | 5 |  | 0.15 | mL | 0.15 | mL | 0 |  |  |  |  | glass | 0.10526 | mL/cm^2 |  |  |  | 0 | 7.75
Wood 2011 Efficacy of liquid spray decontamints for ictivation of Bacillus anthracis spores on building and outdoor materials |  | Liquid Spray | CFU | 50000000 |  |  | 14.25 | cm^2 | 0.001425 | m^2 | combined |  |  | 5000 | ppm |  |  | ambient temperature | 22.5 |  | 50 | Painted cinder block | time before neutralization | 30 | 1 | ≥ | 8.08 | LR | 0.04 |  |  |  |  | 5 |  | 0.15 | mL | 0.15 | mL | 0 |  |  |  |  | painted concrete | 0.10526 | mL/cm^2 |  |  |  | 0 | 8.08
Wood 2011 Efficacy of liquid spray decontamints for ictivation of Bacillus anthracis spores on building and outdoor materials |  | Liquid Spray | CFU | 50000000 |  |  | 14.25 | cm^2 | 0.001425 | m^2 | combined |  |  | 5000 | ppm |  |  | ambient temperature | 22.5 |  | 50 | Bare pine wood | time before neutralization | 30 | 1 |  | 5.4 | LR | 1.6 | 1.96 x SE |  |  |  | 5 |  | 0.15 | mL | 0.15 | mL | 0 |  |  |  |  | bare wood | 0.10526 | mL/cm^2
Wood 2011 Efficacy of liquid spray decontamints for ictivation of Bacillus anthracis spores on building and outdoor materials |  | Liquid Spray | CFU | 50000000 |  |  | 14.25 | cm^2 | 0.001425 | m^2 | combined |  |  | 5000 | ppm |  |  | ambient temperature | 22.5 |  | 50 | Industrial-grade carpet | time before neutralization | 30 | 1 | ≥ | 7.91 | LR | 0.05 |  |  |  |  | 5 |  | 0.15 | mL | 0.15 | mL | 0 |  |  |  |  | carpet | 0.10526 | mL/cm^2 |  |  |  | 0 | 7.91
Wood 2011 Efficacy of liquid spray decontamints for ictivation of Bacillus anthracis spores on building and outdoor materials |  | Liquid Spray | CFU | 50000000 |  |  | 14.25 | cm^2 | 0.001425 | m^2 | combined |  |  | 5000 | ppm |  |  | ambient temperature | 22.5 |  | 50 | Decorative lamite | time before neutralization | 10 | 1 | ≥ | 7.87 | LR | 0.06 |  |  |  |  | 5 |  | 0.15 | mL | 0.15 | mL | 0 |  |  |  |  | lamite | 0.10526 | mL/cm^2 |  |  |  | 0 | 7.87
Wood 2011 Efficacy of liquid spray decontamints for ictivation of Bacillus anthracis spores on building and outdoor materials |  | Liquid Spray | CFU | 50000000 |  |  | 14.25 | cm^2 | 0.001425 | m^2 | combined |  |  | 5000 | ppm |  |  | ambient temperature | 22.5 |  | 50 | galvanized metal ductwork | time before neutralization | 10 | 1 | ≥ | 7.89 | LR | 0.03 |  |  |  |  | 5 |  | 0.15 | mL | 0.15 | mL | 0 |  |  |  |  | steel | 0.10526 | mL/cm^2 |  |  |  | 0 | 7.89
Wood 2011 Efficacy of liquid spray decontamints for ictivation of Bacillus anthracis spores on building and outdoor materials |  | Liquid Spray | CFU | 50000000 |  |  | 14.25 | cm^2 | 0.001425 | m^2 | combined |  |  | 5000 | ppm |  |  | ambient temperature | 22.5 |  | 50 | painted wallboard paper | time before neutralization | 10 | 1 | ≥ | 7.46 | LR | 0.15 |  |  |  |  | 5 |  | 0.15 | mL | 0.15 | mL | 0 |  |  |  |  | wallboard | 0.10526 | mL/cm^2 |  |  |  | 0 | 7.46
Wood 2011 Efficacy of liquid spray decontamints for ictivation of Bacillus anthracis spores on building and outdoor materials |  | Liquid Spray | CFU | 50000000 |  |  | 14.25 | cm^2 | 0.001425 | m^2 | combined |  |  | 5000 | ppm |  |  | ambient temperature | 22.5 |  | 50 | Glass | time before neutralization | 10 | 1 | ≥ | 7.95 | LR | 0.09 |  |  |  |  | 5 |  | 0.15 | mL | 0.15 | mL | 0 |  |  |  |  | glass | 0.10526 | mL/cm^2 |  |  |  | 0 | 7.95
Wood 2011 Efficacy of liquid spray decontamints for ictivation of Bacillus anthracis spores on building and outdoor materials |  | Liquid Spray | CFU | 50000000 |  |  | 14.25 | cm^2 | 0.001425 | m^2 | combined |  |  | 5000 | ppm |  |  | ambient temperature | 22.5 |  | 50 | Painted cinder block | time before neutralization | 30 | 1 | ≥ | 7.93 | LR | 0.08 |  |  |  |  | 5 |  | 0.15 | mL | 0.15 | mL | 0 |  |  |  |  | painted concrete | 0.10526 | mL/cm^2 |  |  |  | 0 | 7.93
Wood 2011 Efficacy of liquid spray decontamints for ictivation of Bacillus anthracis spores on building and outdoor materials |  | Liquid Spray | CFU | 50000000 |  |  | 14.25 | cm^2 | 0.001425 | m^2 | combined |  |  | 5000 | ppm |  |  | ambient temperature | 22.5 |  | 50 | Bare pine wood | time before neutralization | 30 | 1 |  | 6 | LR | 1.35 | 1.96 x SE |  |  |  | 5 |  | 0.15 | mL | 0.15 | mL | 0 |  |  |  |  | bare wood | 0.10526 | mL/cm^2
Wood 2011 Efficacy of liquid spray decontamints for ictivation of Bacillus anthracis spores on building and outdoor materials |  | Liquid Spray | CFU | 50000000 |  |  | 14.25 | cm^2 | 0.001425 | m^2 | combined |  |  | 400 | ppm |  |  | ambient temperature | 22.5 |  | 50 | Industrial-grade carpet | time before neutralization | 10 | 1 |  | 1.83 | LR | 0.45 | 1.96 x SE |  |  |  | 5 |  | 0.2 | mL | 0.2 | mL | [5 empty] | carpet | 0.14035 | mL/cm^2
Wood 2011 Efficacy of liquid spray decontamints for ictivation of Bacillus anthracis spores on building and outdoor materials |  | Liquid Spray | CFU | 50000000 |  |  | 14.25 | cm^2 | 0.001425 | m^2 | combined |  |  | 400 | ppm |  |  | ambient temperature | 22.5 |  | 50 | Decorative lamite | time before neutralization | 10 | 1 |  | 2.59 | LR | 0.47 | 1.96 x SE |  |  |  | 5 |  | 0.2 | mL | 0.2 | mL | [5 empty] | lamite | 0.14035 | mL/cm^2
Wood 2011 Efficacy of liquid spray decontamints for ictivation of Bacillus anthracis spores on building and outdoor materials |  | Liquid Spray | CFU | 50000000 |  |  | 14.25 | cm^2 | 0.001425 | m^2 | combined |  |  | 400 | ppm |  |  | ambient temperature | 22.5 |  | 50 | galvanized metal ductwork | time before neutralization | 10 |  |  | 0.95 | LR | 0.12 | 1.96 x SE |  |  |  | 5 |  | 0.2 | mL | 0.2 | mL | [5 empty] | steel | 0.14035 | mL/cm^2
Wood 2011 Efficacy of liquid spray decontamints for ictivation of Bacillus anthracis spores on building and outdoor materials |  | Liquid Spray | CFU | 50000000 |  |  | 14.25 | cm^2 | 0.001425 | m^2 | combined |  |  | 400 | ppm |  |  | ambient temperature | 22.5 |  | 50 | painted wallboard paper | time before neutralization | 10 |  |  | 0.7 | LR | 0.11 | 1.96 x SE |  |  |  | 5 |  | 0.2 | mL | 0.2 | mL | [5 empty] | wallboard | 0.14035 | mL/cm^2
Wood 2011 Efficacy of liquid spray decontamints for ictivation of Bacillus anthracis spores on building and outdoor materials |  | Liquid Spray | CFU | 50000000 |  |  | 14.25 | cm^2 | 0.001425 | m^2 | combined |  |  | 400 | ppm |  |  | ambient temperature | 22.5 |  | 50 | Glass | time before neutralization | 10 |  |  | 2.53 | LR | 0.95 | 1.96 x SE |  |  |  | 5 |  | 0.2 | mL | 0.2 | mL | [5 empty] | glass | 0.14035 | mL/cm^2
Wood 2011 Efficacy of liquid spray decontamints for ictivation of Bacillus anthracis spores on building and outdoor materials |  | Liquid Spray | CFU | 50000000 |  |  | 14.25 | cm^2 | 0.001425 | m^2 | combined |  |  | 400 | ppm |  |  | ambient temperature | 22.5 |  | 50 | Painted cinder block | time before neutralization | 10 |  |  | 1.77 | LR | 0.27 | 1.96 x SE |  |  |  | 5 |  | 0.2 | mL | 0.2 | mL | [5 empty] | painted concrete | 0.14035 | mL/cm^2
Wood 2011 Efficacy of liquid spray decontamints for ictivation of Bacillus anthracis spores on building and outdoor materials |  | Liquid Spray | CFU | 50000000 |  |  | 14.25 | cm^2 | 0.001425 | m^2 | combined |  |  | 400 | ppm |  |  | ambient temperature | 22.5 |  | 50 | Bare pine wood | time before neutralization | 10 |  |  | 0.75 | LR | 0.42 | 1.96 x SE |  |  |  | 5 |  | 0.2 | mL | 0.2 | mL | [5 empty] | bare wood | 0.14035 | mL/cm^2
Wood 2011 Efficacy of liquid spray decontamints for ictivation of Bacillus anthracis spores on building and outdoor materials |  | Liquid Spray | CFU | 50000000 |  |  | 14.25 | cm^2 | 0.001425 | m^2 | combined |  |  | 400 | ppm |  |  | ambient temperature | 22.5 |  | 50 | Industrial-grade carpet | time before neutralization | 10 |  |  | 0.87 | LR | 0.94 | 1.96 x SE |  |  |  | 5 |  | 0.2 | mL | 0.2 | mL | [5 empty] | carpet | 0.14035 | mL/cm^2
Wood 2011 Efficacy of liquid spray decontamints for ictivation of Bacillus anthracis spores on building and outdoor materials |  | Liquid Spray | CFU | 50000000 |  |  | 14.25 | cm^2 | 0.001425 | m^2 | combined |  |  | 400 | ppm |  |  | ambient temperature | 22.5 |  | 50 | Decorative lamite | time before neutralization | 10 |  |  | 0.3 | LR | 0.12 | 1.96 x SE |  |  |  | 5 |  | 0.2 | mL | 0.2 | mL | [5 empty] | lamite | 0.14035 | mL/cm^2
Wood 2011 Efficacy of liquid spray decontamints for ictivation of Bacillus anthracis spores on building and outdoor materials |  | Liquid Spray | CFU | 50000000 |  |  | 14.25 | cm^2 | 0.001425 | m^2 | combined |  |  | 400 | ppm |  |  | ambient temperature | 22.5 |  | 50 | galvanized metal ductwork | time before neutralization | 10 |  |  | -0.66 | LR | 0.23 | 1.96 x SE |  |  |  | 5 |  | 0.2 | mL | 0.2 | mL | [5 empty] | steel | 0.14035 | mL/cm^2
Wood 2011 Efficacy of liquid spray decontamints for ictivation of Bacillus anthracis spores on building and outdoor materials |  | Liquid Spray | CFU | 50000000 |  |  | 14.25 | cm^2 | 0.001425 | m^2 | combined |  |  | 400 | ppm |  |  | ambient temperature | 22.5 |  | 50 | painted wallboard paper | time before neutralization | 10 |  |  | 0.73 | LR | 0.18 | 1.96 x SE |  |  |  | 5 |  | 0.2 | mL | 0.2 | mL | [5 empty] | wallboard | 0.14035 | mL/cm^2
Wood 2011 Efficacy of liquid spray decontamints for ictivation of Bacillus anthracis spores on building and outdoor materials |  | Liquid Spray | CFU | 50000000 |  |  | 14.25 | cm^2 | 0.001425 | m^2 | combined |  |  | 400 | ppm |  |  | ambient temperature | 22.5 |  | 50 | Glass | time before neutralization | 10 |  |  | 0.3 | LR | 0.15 | 1.96 x SE |  |  |  | 5 |  | 0.2 | mL | 0.2 | mL | [5 empty] | glass | 0.14035 | mL/cm^2
Wood 2011 Efficacy of liquid spray decontamints for ictivation of Bacillus anthracis spores on building and outdoor materials |  | Liquid Spray | CFU | 50000000 |  |  | 14.25 | cm^2 | 0.001425 | m^2 | combined |  |  | 400 | ppm |  |  | ambient temperature | 22.5 |  | 50 | Painted cinder block | time before neutralization | 10 |  |  | -0.49 | LR | 0.23 | 1.96 x SE |  |  |  | 5 |  | 0.2 | mL | 0.2 | mL | [5 empty] | painted concrete | 0.14035 | mL/cm^2
Wood 2011 Efficacy of liquid spray decontamints for ictivation of Bacillus anthracis spores on building and outdoor materials |  | Liquid Spray | CFU | 50000000 |  |  | 14.25 | cm^2 | 0.001425 | m^2 | combined |  |  | 400 | ppm |  |  | ambient temperature | 22.5 |  | 50 | Bare pine wood | time before neutralization | 10 |  |  | 0.31 | LR | 0.26 | 1.96 x SE |  |  |  | 5 |  | 0.2 | mL | 0.2 | mL | [5 empty] | bare wood | 0.14035 | mL/cm^2
Wood 2011 Efficacy of liquid spray decontamints for ictivation of Bacillus anthracis spores on building and outdoor materials |  | Liquid Spray | CFU | 50000000 |  |  | 14.25 | cm^2 | 0.001425 | m^2 | combined |  |  | 1500 | ppm |  |  | ambient temperature | 22.5 |  | 50 | Industrial-grade carpet | time before neutralization | 70 |  |  | 0.13 | LR | 0.09 | 1.96 x SE |  |  |  | 5 |  | 0.1 | mL | 0.1 | mL | [5 empty] | carpet | 0.070175 | mL/cm^2
Wood 2011 Efficacy of liquid spray decontamints for ictivation of Bacillus anthracis spores on building and outdoor materials |  | Liquid Spray | CFU | 50000000 |  |  | 14.25 | cm^2 | 0.001425 | m^2 | combined |  |  | 1500 | ppm |  |  | ambient temperature | 22.5 |  | 50 | Decorative lamite | time before neutralization | 70 |  |  | 0.18 | LR | 0.09 | 1.96 x SE |  |  |  | 5 |  | 0.1 | mL | 0.1 | mL | [5 empty] | lamite | 0.070175 | mL/cm^2
Wood 2011 Efficacy of liquid spray decontamints for ictivation of Bacillus anthracis spores on building and outdoor materials |  | Liquid Spray | CFU | 50000000 |  |  | 14.25 | cm^2 | 0.001425 | m^2 | combined |  |  | 1500 | ppm |  |  | ambient temperature | 22.5 |  | 50 | galvanized metal ductwork | time before neutralization | 70 |  |  | 0.09 | LR | 0.14000000000000001 | 1.96 x SE |  |  |  | 5 |  | 0.1 | mL | 0.1 | mL | [5 empty] | steel | 0.070175 | mL/cm^2
Wood 2011 Efficacy of liquid spray decontamints for ictivation of Bacillus anthracis spores on building and outdoor materials |  | Liquid Spray | CFU | 50000000 |  |  | 14.25 | cm^2 | 0.001425 | m^2 | combined |  |  | 1500 | ppm |  |  | ambient temperature | 22.5 |  | 50 | painted wallboard paper | time before neutralization | 70 |  |  | 0.19 | LR | 0.21 | 1.96 x SE |  |  |  | 5 |  | 0.1 | mL | 0.1 | mL | [5 empty] | wallboard | 0.070175 | mL/cm^2
Wood 2011 Efficacy of liquid spray decontamints for ictivation of Bacillus anthracis spores on building and outdoor materials |  | Liquid Spray | CFU | 50000000 |  |  | 14.25 | cm^2 | 0.001425 | m^2 | combined |  |  | 1500 | ppm |  |  | ambient temperature | 22.5 |  | 50 | Glass | time before neutralization | 70 |  |  | 4.65 | LR | 0.25 | 1.96 x SE |  |  |  | 5 |  | 0.1 | mL | 0.1 | mL | [5 empty] | glass | 0.070175 | mL/cm^2
Wood 2011 Efficacy of liquid spray decontamints for ictivation of Bacillus anthracis spores on building and outdoor materials |  | Liquid Spray | CFU | 50000000 |  |  | 14.25 | cm^2 | 0.001425 | m^2 | combined |  |  | 1500 | ppm |  |  | ambient temperature | 22.5 |  | 50 | Painted cinder block | time before neutralization | 70 |  |  | 0.33 | LR | 0.09 | 1.96 x SE |  |  |  | 5 |  | 0.1 | mL | 0.1 | mL | [5 empty] | painted concrete | 0.070175 | mL/cm^2
Wood 2011 Efficacy of liquid spray decontamints for ictivation of Bacillus anthracis spores on building and outdoor materials |  | Liquid Spray | CFU | 50000000 |  |  | 14.25 | cm^2 | 0.001425 | m^2 | combined |  |  | 1500 | ppm |  |  | ambient temperature | 22.5 |  | 50 | Bare pine wood | time before neutralization | 70 |  |  | 0.39 | LR | 0.27 | 1.96 x SE |  |  |  | 5 |  | 0.1 | mL | 0.1 | mL | [5 empty] | bare wood | 0.070175 | mL/cm^2
Wood 2011 Efficacy of liquid spray decontamints for ictivation of Bacillus anthracis spores on building and outdoor materials |  | Liquid Spray | CFU | 50000000 |  |  | 14.25 | cm^2 | 0.001425 | m^2 | combined |  |  | 1500 | ppm |  |  | ambient temperature | 22.5 |  | 50 | Industrial-grade carpet | time before neutralization | 70 |  |  | 0.59 | LR | 0.24 | 1.96 x SE |  |  |  | 5 |  | 0.1 | mL | 0.1 | mL | [5 empty] | carpet | 0.070175 | mL/cm^2
Wood 2011 Efficacy of liquid spray decontamints for ictivation of Bacillus anthracis spores on building and outdoor materials |  | Liquid Spray | CFU | 50000000 |  |  | 14.25 | cm^2 | 0.001425 | m^2 | combined |  |  | 1500 | ppm |  |  | ambient temperature | 22.5 |  | 50 | Decorative lamite | time before neutralization | 70 |  |  | 1.37 | LR | 0.17 | 1.96 x SE |  |  |  | 5 |  | 0.1 | mL | 0.1 | mL | [5 empty] | lamite | 0.070175 | mL/cm^2
Wood 2011 Efficacy of liquid spray decontamints for ictivation of Bacillus anthracis spores on building and outdoor materials |  | Liquid Spray | CFU | 50000000 |  |  | 14.25 | cm^2 | 0.001425 | m^2 | combined |  |  | 1500 | ppm |  |  | ambient temperature | 22.5 |  | 50 | galvanized metal ductwork | time before neutralization | 70 |  |  | 0.76 | LR | 0.28000000000000003 | 1.96 x SE |  |  |  | 5 |  | 0.1 | mL | 0.1 | mL | [5 empty] | steel | 0.070175 | mL/cm^2
Wood 2011 Efficacy of liquid spray decontamints for ictivation of Bacillus anthracis spores on building and outdoor materials |  | Liquid Spray | CFU | 50000000 |  |  | 14.25 | cm^2 | 0.001425 | m^2 | combined |  |  | 1500 | ppm |  |  | ambient temperature | 22.5 |  | 50 | painted wallboard paper | time before neutralization | 70 |  |  | 0.6 | LR | 0.25 | 1.96 x SE |  |  |  | 5 |  | 0.1 | mL | 0.1 | mL | [5 empty] | wallboard | 0.070175 | mL/cm^2
Wood 2011 Efficacy of liquid spray decontamints for ictivation of Bacillus anthracis spores on building and outdoor materials |  | Liquid Spray | CFU | 50000000 |  |  | 14.25 | cm^2 | 0.001425 | m^2 | combined |  |  | 1500 | ppm |  |  | ambient temperature | 22.5 |  | 50 | Glass | time before neutralization | 70 |  |  | 0.22 | LR | 0.16 | 1.96 x SE |  |  |  | 5 |  | 0.1 | mL | 0.1 | mL | [5 empty] | glass | 0.070175 | mL/cm^2
Wood 2011 Efficacy of liquid spray decontamints for ictivation of Bacillus anthracis spores on building and outdoor materials |  | Liquid Spray | CFU | 50000000 |  |  | 14.25 | cm^2 | 0.001425 | m^2 | combined |  |  | 1500 | ppm |  |  | ambient temperature | 22.5 |  | 50 | Painted cinder block | time before neutralization | 70 |  |  | 0.51 | LR | 0.12 | 1.96 x SE |  |  |  | 5 |  | 0.1 | mL | 0.1 | mL | [5 empty] | painted concrete | 0.070175 | mL/cm^2
Wood 2011 Efficacy of liquid spray decontamints for ictivation of Bacillus anthracis spores on building and outdoor materials |  | Liquid Spray | CFU | 50000000 |  |  | 14.25 | cm^2 | 0.001425 | m^2 | combined |  |  | 1500 | ppm |  |  | ambient temperature | 22.5 |  | 50 | Bare pine wood | time before neutralization | 70 |  |  | 0.65 | LR | 0.1 | 1.96 x SE |  |  |  | 5 |  | 0.1 | mL | 0.1 | mL | [5 empty] | bare wood | 0.070175 | mL/cm^2
Wood 2011 Efficacy of liquid spray decontamints for ictivation of Bacillus anthracis spores on building and outdoor materials |  | Liquid Spray | CFU | 50000000 |  |  | 14.25 | cm^2 | 0.001425 | m^2 | combined |  |  | 6800 | FAC ppm (FAC mg/L) |  |  | ambient temperature | 22.5 |  | 50 | Painted cinder block | time before neutralization | 60 |  |  | 7.31 | LR | 1.27 | 1.96 x SE |  |  |  | 5 |  | 0.27 | mL | 0.27 | mL | 0 |  |  |  |  | painted concrete | 0.18947 | mL/cm^2
Wood 2011 Efficacy of liquid spray decontamints for ictivation of Bacillus anthracis spores on building and outdoor materials |  | Liquid Spray | CFU | 50000000 |  |  | 14.25 | cm^2 | 0.001425 | m^2 | combined |  |  | 6800 | FAC ppm (FAC mg/L) |  |  | ambient temperature | 22.5 |  | 50 | Bare pine wood | time before neutralization | 60 |  |  | 0.81 | LR | 0.4 | 1.96 x SE |  |  |  | 5 |  | 0.27 | mL | 0.27 | mL | [5 empty] | bare wood | 0.18947 | mL/cm^2
Wood 2011 Efficacy of liquid spray decontamints for ictivation of Bacillus anthracis spores on building and outdoor materials |  | Liquid Spray | CFU | 50000000 |  |  | 14.25 | cm^2 | 0.001425 | m^2 | combined |  |  | 6800 | FAC ppm (FAC mg/L) |  |  | ambient temperature | 22.5 |  | 50 | Unpainted concrete | time before neutralization | 60 |  |  | 4.99 | LR | 1.67 | 1.96 x SE |  |  |  | 5 |  | 0.27 | mL | 0.27 | mL | [5 empty] | concrete | 0.18947 | mL/cm^2
Wood 2011 Efficacy of liquid spray decontamints for ictivation of Bacillus anthracis spores on building and outdoor materials |  | Liquid Spray | CFU | 50000000 |  |  | 9.6 | cm^2 | 0.00096 | m^2 | combined |  |  | 6800 | FAC ppm (FAC mg/L) |  |  | ambient temperature | 22.5 |  | 50 | Topsoil | time before neutralization | 60 |  |  | 1.47 | LR | 0.84 | 1.96 x SE |  |  |  | 5 |  | 0.27 | mL | 0.27 | mL | [5 empty] | soil | 0.28125 | mL/cm^2
Wood 2011 Efficacy of liquid spray decontamints for ictivation of Bacillus anthracis spores on building and outdoor materials |  | Liquid Spray | CFU | 50000000 |  |  | 14.25 | cm^2 | 0.001425 | m^2 | combined |  |  | 6400 | FAC ppm (FAC mg/L) |  |  | ambient temperature | 22.5 |  | 50 | Painted cinder block | time before neutralization | 60 |  | ≥ | 7.22 | LR | 0.06 |  |  |  |  | 5 |  | 0.27 | mL | 0.27 | mL | 0 |  |  |  |  | painted concrete | 0.18947 | mL/cm^2 |  |  |  | 0 | 7.22
Wood 2011 Efficacy of liquid spray decontamints for ictivation of Bacillus anthracis spores on building and outdoor materials |  | Liquid Spray | CFU | 50000000 |  |  | 14.25 | cm^2 | 0.001425 | m^2 | combined |  |  | 6400 | FAC ppm (FAC mg/L) |  |  | ambient temperature | 22.5 |  | 50 | Bare pine wood | time before neutralization | 60 |  |  | 0.68 | LR | 0.5 | 1.96 x SE |  |  |  | 5 |  | 0.27 | mL | 0.27 | mL | [5 empty] | bare wood | 0.18947 | mL/cm^2
Wood 2011 Efficacy of liquid spray decontamints for ictivation of Bacillus anthracis spores on building and outdoor materials |  | Liquid Spray | CFU | 50000000 |  |  | 14.25 | cm^2 | 0.001425 | m^2 | combined |  |  | 6400 | FAC ppm (FAC mg/L) |  |  | ambient temperature | 22.5 |  | 50 | Unpainted concrete | time before neutralization | 60 |  | ≥ | 5.63 | LR | 0.14000000000000001 |  |  |  |  | 5 |  | 0.27 | mL | 0.27 | mL | [5 empty] | concrete | 0.18947 | mL/cm^2 |  |  |  | 0 | 5.63
Wood 2011 Efficacy of liquid spray decontamints for ictivation of Bacillus anthracis spores on building and outdoor materials |  | Liquid Spray | CFU | 50000000 |  |  | 9.6 | cm^2 | 0.00096 | m^2 | combined |  |  | 6400 | FAC ppm (FAC mg/L) |  |  | ambient temperature | 22.5 |  | 50 | Topsoil | time before neutralization | 60 |  |  | 0.18 | LR | 0.24 | 1.96 x SE |  |  |  | 5 |  | 0.27 | mL | 0.27 | mL | [5 empty] | soil | 0.28125 | mL/cm^2
Omidbakhsh 2010 Evaluation of sporicidal activities of selected environmental surface disinfectants: carrier tests with the spores of Clostridium difficile and its surrogates | soil load (unspecified) | Liquid Spray | CFU | 50000000 |  |  | 0.785 | cm^2 | 7.85e-05 | m^2 | combined |  |  | 5000 | FAC ppm (FAC mg/L) |  |  | 2 | 20 |  | 50 | stainless steel | time till neutralizating | 1 |  |  | 0.6639 | LR | [5 empty] | 5 |  | 50 | uL | 0.05 | mL | [5 empty] | steel | 0.63694 | uL/cm^2
Omidbakhsh 2010 Evaluation of sporicidal activities of selected environmental surface disinfectants: carrier tests with the spores of Clostridium difficile and its surrogates | soil load (unspecified) | Liquid Spray | CFU | 50000000 |  |  | 0.785 | cm^2 | 7.85e-05 | m^2 | combined |  |  | 5000 | FAC ppm (FAC mg/L) |  |  | 2 | 20 |  | 50 | stainless steel | time till neutralizating | 5 |  |  | 1.361 | LR | [5 empty] | 5 |  | 50 | uL | 0.05 | mL | [5 empty] | steel | 0.63694 | uL/cm^2
Omidbakhsh 2010 Evaluation of sporicidal activities of selected environmental surface disinfectants: carrier tests with the spores of Clostridium difficile and its surrogates | soil load (unspecified) | Liquid Spray | CFU | 50000000 |  |  | 0.785 | cm^2 | 7.85e-05 | m^2 | combined |  |  | 5000 | FAC ppm (FAC mg/L) |  |  | 2 | 20 |  | 50 | stainless steel | time till neutralizating | 10 |  |  | 6.5062 | LR | [5 empty] | 5 |  | 50 | uL | 0.05 | mL | [5 empty] | steel | 0.63694 | uL/cm^2
Omidbakhsh 2010 Evaluation of sporicidal activities of selected environmental surface disinfectants: carrier tests with the spores of Clostridium difficile and its surrogates | soil load (unspecified) | Liquid Spray | CFU | 50000000 |  |  | 0.785 | cm^2 | 7.85e-05 | m^2 | combined |  |  | 500 | FAC ppm (FAC mg/L) |  |  | 2 | 20 |  | 50 | stainless steel | time till neutralizating | 1 |  |  | 0.099585 | LR | [5 empty] | 5 |  | 50 | uL | 0.05 | mL | [5 empty] | steel | 0.63694 | uL/cm^2
Omidbakhsh 2010 Evaluation of sporicidal activities of selected environmental surface disinfectants: carrier tests with the spores of Clostridium difficile and its surrogates | soil load (unspecified) | Liquid Spray | CFU | 50000000 |  |  | 0.785 | cm^2 | 7.85e-05 | m^2 | combined |  |  | 500 | FAC ppm (FAC mg/L) |  |  | 2 | 20 |  | 50 | stainless steel | time till neutralizating | 5 |  |  | 0.16598 | LR | [5 empty] | 5 |  | 50 | uL | 0.05 | mL | [5 empty] | steel | 0.63694 | uL/cm^2
Omidbakhsh 2010 Evaluation of sporicidal activities of selected environmental surface disinfectants: carrier tests with the spores of Clostridium difficile and its surrogates | soil load (unspecified) | Liquid Spray | CFU | 50000000 |  |  | 0.785 | cm^2 | 7.85e-05 | m^2 | combined |  |  | 500 | FAC ppm (FAC mg/L) |  |  | 2 | 20 |  | 50 | stainless steel | time till neutralizating | 10 |  |  | 0.23237 | LR | [5 empty] | 5 |  | 50 | uL | 0.05 | mL | [5 empty] | steel | 0.63694 | uL/cm^2
2013 Decontamition of Soil Contamited with Bacillus Anthracis Spores: Technology Evaluation Report |  | Liquid Spray | CFU | 50000000 |  |  | 1.8 | in^2 | 0.0011613 | m^2 |  |  |  | 5400 | FAC ppm (FAC mg/L) |  |  |  | 20 |  | 50 | topsoil | contact time | 1440 |  |  | 0.36 | LR | 7.0000000000000007E-2 | 1.96 x SE |  |  |  | 5 | No damage | 4 | mL | 4 | mL | [5 empty] | soil | 3.4444 | mL/inch^2
2013 Decontamition of Soil Contamited with Bacillus Anthracis Spores: Technology Evaluation Report |  | Liquid Spray | CFU | 50000000 |  |  | 1.8 | in^2 | 0.0011613 | m^2 |  |  |  | 5400 | FAC ppm (FAC mg/L) |  |  |  | 20 |  | 50 | Arizo Test Dust | contact time | 1440 |  | ≥ | 7.88 | LR | 0.05 | 1.96 x SE |  |  |  | 5 | No damage | 4 | mL | 4 | mL | [6 empty] | 3.4444 | mL/inch^2 |  |  |  | 0 | 7.88
2013 Decontamition of Soil Contamited with Bacillus Anthracis Spores: Technology Evaluation Report |  | Liquid Spray | CFU | 50000000 |  |  | 1.8 | in^2 | 0.0011613 | m^2 |  |  |  | 5400 | FAC ppm (FAC mg/L) |  |  |  | 20 |  | 50 | Arizo Test Dust | contact time | 120 |  | ≥ | 7.87 | LR | 0.02 | 1.96 x SE |  |  |  | 5 | No damage | 2 | mL | 2 | mL | [6 empty] | 1.7222 | mL/inch^2 |  |  |  | 0 | 7.87
2013 Decontamition of Soil Contamited with Bacillus Anthracis Spores: Technology Evaluation Report |  | Liquid Spray | CFU | 50000000 |  |  | 1.8 | in^2 | 0.0011613 | m^2 |  |  |  | 5400 | FAC ppm (FAC mg/L) |  |  |  | 20 |  | 50 | Arizo Test Dust | contact time | 60 |  | ≥ | 7.91 | LR | 0.03 | 1.96 x SE |  |  |  | 5 | No damage | 1 | mL | 1 | mL | [6 empty] | 0.86111 | mL/inch^2 |  |  |  | 0 | 7.91
2013 Decontamition of Soil Contamited with Bacillus Anthracis Spores: Technology Evaluation Report |  | Liquid Spray | CFU | 50000000 |  |  | 1.8 | in^2 | 0.0011613 | m^2 |  |  |  | 5400 | FAC ppm (FAC mg/L) |  |  |  | 20 |  | 50 | Arizo Test Dust | contact time | 60 |  |  | 5.16 | LR | 1.57 | 1.96 x SE |  |  |  | 5 | No damage | 1 | mL | 1 | mL | [6 empty] | 0.86111 | mL/inch^2
2013 Decontamition of Soil Contamited with Bacillus Anthracis Spores: Technology Evaluation Report |  | Liquid Spray | CFU | 50000000 |  |  | 1.8 | in^2 | 0.0011613 | m^2 |  |  |  | 5400 | FAC ppm (FAC mg/L) |  |  |  | 20 |  | 50 | topsoil | contact time | 1440 |  |  | 0.1 | LR | 0.14000000000000001 | 1.96 x SE |  |  |  | 5 | No damage | 4 | mL | 4 | mL | [5 empty] | soil | 3.4444 | mL/inch^2
2013 Decontamition of Soil Contamited with Bacillus Anthracis Spores: Technology Evaluation Report |  | Liquid Spray | CFU | 50000000 |  |  | 1.8 | in^2 | 0.0011613 | m^2 |  |  |  | 5400 | FAC ppm (FAC mg/L) |  |  |  | 20 |  | 50 | Arizo Test Dust | contact time | 1440 |  | ≥ | 7.81 | LR | 0.14000000000000001 | 1.96 x SE |  |  |  | 5 | No damage | 4 | mL | 4 | mL | [6 empty] | 3.4444 | mL/inch^2 |  |  |  | 0 | 7.81
2013 Decontamition of Soil Contamited with Bacillus Anthracis Spores: Technology Evaluation Report |  | Liquid Spray | CFU | 50000000 |  |  | 1.8 | in^2 | 0.0011613 | m^2 |  |  |  | 5400 | FAC ppm (FAC mg/L) |  |  |  | 20 |  | 50 | Arizo Test Dust | contact time | 120 |  | ≥ | 7.93 | LR | 0.02 | 1.96 x SE |  |  |  | 5 | No damage | 2 | mL | 2 | mL | [6 empty] | 1.7222 | mL/inch^2 |  |  |  | 0 | 7.93
2013 Decontamition of Soil Contamited with Bacillus Anthracis Spores: Technology Evaluation Report |  | Liquid Spray | CFU | 50000000 |  |  | 1.8 | in^2 | 0.0011613 | m^2 |  |  |  | 5400 | FAC ppm (FAC mg/L) |  |  |  | 20 |  | 50 | Arizo Test Dust | contact time | 60 |  |  | 7.21 | LR | 1.46 | 1.96 x SE |  |  |  | 5 | No damage | 1 | mL | 1 | mL | [6 empty] | 0.86111 | mL/inch^2
2013 Decontamition of Soil Contamited with Bacillus Anthracis Spores: Technology Evaluation Report |  | Liquid Spray | CFU | 50000000 |  |  | 1.8 | in^2 | 0.0011613 | m^2 |  |  |  | 5400 | FAC ppm (FAC mg/L) |  |  |  | 20 |  | 50 | Arizo Test Dust | contact time | 60 |  |  | 3.28 | LR | 1.47 | 1.96 x SE |  |  |  | 5 | No damage | 1 | mL | 1 | mL | [6 empty] | 0.86111 | mL/inch^2
2013 Decontamition of Soil Contamited with Bacillus Anthracis Spores: Technology Evaluation Report |  | Liquid Spray | CFU | 50000000 |  |  | 1.8 | in^2 | 0.0011613 | m^2 |  |  |  | 120 | g/L |  |  |  | 20 |  | 50 | topsoil | contact time | 10080 |  | ≥ | 7.82 | LR | 0.04 | 1.96 x SE |  |  |  | 5 | No damage | 6 | mL | 6 | mL | [5 empty] | soil | 5.1667 | mL/inch^2 |  |  |  | 0 | 7.82
2013 Decontamition of Soil Contamited with Bacillus Anthracis Spores: Technology Evaluation Report |  | Liquid Spray | CFU | 50000000 |  |  | 1.8 | in^2 | 0.0011613 | m^2 |  |  |  | 120 | g/L |  |  |  | 20 |  | 50 | topsoil | contact time | 10080 |  |  | 7.07 | LR | 1.28 | 1.96 x SE |  |  |  | 5 | No damage | 3 | mL | 3 | mL | [5 empty] | soil | 2.5833 | mL/inch^2
2013 Decontamition of Soil Contamited with Bacillus Anthracis Spores: Technology Evaluation Report |  | Liquid Spray | CFU | 50000000 |  |  | 1.8 | in^2 | 0.0011613 | m^2 |  |  |  | 120 | g/L |  |  |  | 20 |  | 50 | topsoil | contact time | 10080 |  |  | 5.53 | LR | 1.23 | 1.96 x SE |  |  |  | 5 | No damage | 3 | mL | 3 | mL | [5 empty] | soil | 2.5833 | mL/inch^2
2013 Decontamition of Soil Contamited with Bacillus Anthracis Spores: Technology Evaluation Report |  | Liquid Spray | CFU | 50000000 |  |  | 1.8 | in^2 | 0.0011613 | m^2 |  |  |  | 120 | g/L |  |  |  | 20 |  | 50 | topsoil | contact time | 10080 |  |  | 3.8 | LR | 1 | 1.96 x SE |  |  |  | 5 | No damage | 2 | mL | 2 | mL | [5 empty] | soil | 1.7222 | mL/inch^2
2013 Decontamition of Soil Contamited with Bacillus Anthracis Spores: Technology Evaluation Report |  | Liquid Spray | CFU | 50000000 |  |  | 1.8 | in^2 | 0.0011613 | m^2 |  |  |  | 120 | g/L |  |  |  | 20 |  | 50 | topsoil | contact time | 10080 |  |  | 0.93 | LR | 0.28000000000000003 | 1.96 x SE |  |  |  | 5 | No damage | 1 | mL | 1 | mL | [5 empty] | soil | 0.86111 | mL/inch^2
2013 Decontamition of Soil Contamited with Bacillus Anthracis Spores: Technology Evaluation Report |  | Liquid Spray | CFU | 50000000 |  |  | 1.8 | in^2 | 0.0011613 | m^2 |  |  |  | 120 | g/L |  |  |  | 20 |  | 50 | Arizo Test Dust | contact time | 10080 |  | ≥ | 7.87 | LR | 0.09 | 1.96 x SE |  |  |  | 5 | No damage | 6 | mL | 6 | mL | [6 empty] | 5.1667 | mL/inch^2 |  |  |  | 0 | 7.87
2013 Decontamition of Soil Contamited with Bacillus Anthracis Spores: Technology Evaluation Report |  | Liquid Spray | CFU | 50000000 |  |  | 1.8 | in^2 | 0.0011613 | m^2 |  |  |  | 120 | g/L |  |  |  | 20 |  | 50 | Arizo Test Dust | contact time | 10080 |  |  | 7.38 | LR | 0.61 | 1.96 x SE |  |  |  | 5 | No damage | 3 | mL | 3 | mL | [6 empty] | 2.5833 | mL/inch^2
2013 Decontamition of Soil Contamited with Bacillus Anthracis Spores: Technology Evaluation Report |  | Liquid Spray | CFU | 50000000 |  |  | 1.8 | in^2 | 0.0011613 | m^2 |  |  |  | 120 | g/L |  |  |  | 20 |  | 50 | Arizo Test Dust | contact time | 10080 |  |  | 5.24 | LR | 0.53 | 1.96 x SE |  |  |  | 5 | No damage | 3 | mL | 3 | mL | [6 empty] | 2.5833 | mL/inch^2
2013 Decontamition of Soil Contamited with Bacillus Anthracis Spores: Technology Evaluation Report |  | Liquid Spray | CFU | 50000000 |  |  | 1.8 | in^2 | 0.0011613 | m^2 |  |  |  | 120 | g/L |  |  |  | 20 |  | 50 | Arizo Test Dust | contact time | 10080 |  |  | 4.17 | LR | 1.19 | 1.96 x SE |  |  |  | 5 | No damage | 2 | mL | 2 | mL | [6 empty] | 1.7222 | mL/inch^2
2013 Decontamition of Soil Contamited with Bacillus Anthracis Spores: Technology Evaluation Report |  | Liquid Spray | CFU | 50000000 |  |  | 1.8 | in^2 | 0.0011613 | m^2 |  |  |  | 120 | g/L |  |  |  | 20 |  | 50 | Arizo Test Dust | contact time | 10080 |  |  | 4.37 | LR | 0.26 | 1.96 x SE |  |  |  | 5 | No damage | 1 | mL | 1 | mL | [6 empty] | 0.86111 | mL/inch^2
2013 Decontamition of Soil Contamited with Bacillus Anthracis Spores: Technology Evaluation Report |  | Liquid Spray | CFU | 50000000 |  |  | 1.8 | in^2 | 0.0011613 | m^2 |  |  |  | 120 | g/L |  |  |  | 20 |  | 50 | topsoil | contact time | 10080 |  | ≥ | 7.86 | LR | 0.16 | 1.96 x SE |  |  |  | 5 | No damage | 6 | mL | 6 | mL | [5 empty] | soil | 5.1667 | mL/inch^2 |  |  |  | 0 | 7.86
2013 Decontamition of Soil Contamited with Bacillus Anthracis Spores: Technology Evaluation Report |  | Liquid Spray | CFU | 50000000 |  |  | 1.8 | in^2 | 0.0011613 | m^2 |  |  |  | 120 | g/L |  |  |  | 20 |  | 50 | topsoil | contact time | 10080 |  |  | 3.01 | LR | 2.2799999999999998 | 1.96 x SE |  |  |  | 5 | No damage | 3 | mL | 3 | mL | [5 empty] | soil | 2.5833 | mL/inch^2
2013 Decontamition of Soil Contamited with Bacillus Anthracis Spores: Technology Evaluation Report |  | Liquid Spray | CFU | 50000000 |  |  | 1.8 | in^2 | 0.0011613 | m^2 |  |  |  | 120 | g/L |  |  |  | 20 |  | 50 | topsoil | contact time | 10080 |  |  | 3.01 | LR | 0.48 | 1.96 x SE |  |  |  | 5 | No damage | 3 | mL | 3 | mL | [5 empty] | soil | 2.5833 | mL/inch^2
2013 Decontamition of Soil Contamited with Bacillus Anthracis Spores: Technology Evaluation Report |  | Liquid Spray | CFU | 50000000 |  |  | 1.8 | in^2 | 0.0011613 | m^2 |  |  |  | 120 | g/L |  |  |  | 20 |  | 50 | topsoil | contact time | 10080 |  |  | 0.49 | LR | 0.35 | 1.96 x SE |  |  |  | 5 | No damage | 2 | mL | 2 | mL | [5 empty] | soil | 1.7222 | mL/inch^2
2013 Decontamition of Soil Contamited with Bacillus Anthracis Spores: Technology Evaluation Report |  | Liquid Spray | CFU | 50000000 |  |  | 1.8 | in^2 | 0.0011613 | m^2 |  |  |  | 120 | g/L |  |  |  | 20 |  | 50 | topsoil | contact time | 10080 |  |  | 0.2 | LR | 0.11 | 1.96 x SE |  |  |  | 5 | No damage | 1 | mL | 1 | mL | [5 empty] | soil | 0.86111 | mL/inch^2
2013 Decontamition of Soil Contamited with Bacillus Anthracis Spores: Technology Evaluation Report |  | Liquid Spray | CFU | 50000000 |  |  | 1.8 | in^2 | 0.0011613 | m^2 |  |  |  | 120 | g/L |  |  |  | 20 |  | 50 | Arizo Test Dust | contact time | 10080 |  |  | 1.1 | LR | 0.15 | 1.96 x SE |  |  |  | 5 | No damage | 6 | mL | 6 | mL | [6 empty] | 5.1667 | mL/inch^2
2013 Decontamition of Soil Contamited with Bacillus Anthracis Spores: Technology Evaluation Report |  | Liquid Spray | CFU | 50000000 |  |  | 1.8 | in^2 | 0.0011613 | m^2 |  |  |  | 120 | g/L |  |  |  | 20 |  | 50 | Arizo Test Dust | contact time | 10080 |  |  | 0 | LR | 0 | 1.96 x SE |  |  |  | 5 | No damage | 3 | mL | 3 | mL | [6 empty] | 2.5833 | mL/inch^2
2013 Decontamition of Soil Contamited with Bacillus Anthracis Spores: Technology Evaluation Report |  | Liquid Spray | CFU | 50000000 |  |  | 1.8 | in^2 | 0.0011613 | m^2 |  |  |  | 120 | g/L |  |  |  | 20 |  | 50 | Arizo Test Dust | contact time | 10080 |  |  | 0.62 | LR | 0.24 | 1.96 x SE |  |  |  | 5 | No damage | 3 | mL | 3 | mL | [6 empty] | 2.5833 | mL/inch^2
2013 Decontamition of Soil Contamited with Bacillus Anthracis Spores: Technology Evaluation Report |  | Liquid Spray | CFU | 50000000 |  |  | 1.8 | in^2 | 0.0011613 | m^2 |  |  |  | 120 | g/L |  |  |  | 20 |  | 50 | Arizo Test Dust | contact time | 10080 |  |  | 0.05 | LR | 0.28000000000000003 | 1.96 x SE |  |  |  | 5 | No damage | 2 | mL | 2 | mL | [6 empty] | 1.7222 | mL/inch^2
2013 Decontamition of Soil Contamited with Bacillus Anthracis Spores: Technology Evaluation Report |  | Liquid Spray | CFU | 50000000 |  |  | 1.8 | in^2 | 0.0011613 | m^2 |  |  |  | 120 | g/L |  |  |  | 20 |  | 50 | Arizo Test Dust | contact time | 10080 |  |  | 0.24 | LR | 0.11 | 1.96 x SE |  |  |  | 5 | No damage | 1 | mL | 1 | mL | [6 empty] | 0.86111 | mL/inch^2
Decontamition Methods For Environmental Surfaces Contamited Withbacterial Spores: Evaluation Of Spray Method Parameters And Impact Of Surface Grime |  | Liquid Spray | CFU | 50000000 |  |  | 2.54 | cm^2 | 0.000254 | m^2 |  | CFU |  | 6350 | FAC ppm (FAC mg/L) |  |  | 18-24 | 22 |  | 50 | rough-cut barn wood coupon | time until wet-vac sampling and run-off sampling, but wipe sampling conducted after 18 hour drying | 30 |  |  | 4.48 | LRSurf |  | %RSD |  |  |  | 5 |  | 0.2 | mL | 0.2 | mL | [5 empty] | wood | 0.7874 | mL/cm^2
Decontamition Methods For Environmental Surfaces Contamited Withbacterial Spores: Evaluation Of Spray Method Parameters And Impact Of Surface Grime |  | Liquid Spray | CFU | 50000000 |  |  | 2.54 | cm^2 | 0.000254 | m^2 |  | CFU |  | 6350 | FAC ppm (FAC mg/L) |  |  | 18-24 | 22 |  | 50 | rough-cut barn wood coupon | time until wet-vac sampling and run-off sampling, but wipe sampling conducted after 18 hour drying | 30 |  |  | 4 | LRSurf |  | %RSD |  |  |  | 5 |  | 0.2 | mL | 0.2 | mL | [5 empty] | wood | 0.7874 | mL/cm^2
Decontamition Methods For Environmental Surfaces Contamited Withbacterial Spores: Evaluation Of Spray Method Parameters And Impact Of Surface Grime |  | Liquid Spray | CFU | 50000000 |  |  | 2.54 | cm^2 | 0.000254 | m^2 |  | CFU |  | 6350 | FAC ppm (FAC mg/L) |  |  | 18-24 | 22 |  | 50 | rough-cut barn wood coupon | time until wet-vac sampling and run-off sampling, but wipe sampling conducted after 18 hour drying | 30 |  |  | 4.02 | LRSurf |  | %RSD |  |  |  | 5 |  | 0.2 | mL | 0.2 | mL | [5 empty] | wood | 0.7874 | mL/cm^2
Decontamition Methods For Environmental Surfaces Contamited Withbacterial Spores: Evaluation Of Spray Method Parameters And Impact Of Surface Grime |  | Liquid Spray | CFU | 50000000 |  |  | 2.54 | cm^2 | 0.000254 | m^2 |  | CFU |  | 6350 | FAC ppm (FAC mg/L) |  |  | 18-24 | 22 |  | 50 | rough-cut barn wood coupon | time until wet-vac sampling and run-off sampling, but wipe sampling conducted after 18 hour drying | 30 |  |  | 3.19 | LRSurf |  | %RSD |  |  |  | 5 |  | 0.2 | mL | 0.2 | mL | [5 empty] | wood | 0.7874 | mL/cm^2
Decontamition Methods For Environmental Surfaces Contamited Withbacterial Spores: Evaluation Of Spray Method Parameters And Impact Of Surface Grime |  | Liquid Spray | CFU | 50000000 |  |  | 2.54 | cm^2 | 0.000254 | m^2 |  | CFU |  | 6350 | FAC ppm (FAC mg/L) |  |  | 18-24 | 22 |  | 50 | rough-cut barn wood coupon | time until wet-vac sampling and run-off sampling, but wipe sampling conducted after 18 hour drying | 30 |  |  | 2.65 | LRSurf |  | %RSD |  |  |  | 5 |  | 0.2 | mL | 0.2 | mL | [5 empty] | wood | 0.7874 | mL/cm^2
Decontamition Methods For Environmental Surfaces Contamited Withbacterial Spores: Evaluation Of Spray Method Parameters And Impact Of Surface Grime |  | Liquid Spray | CFU | 50000000 |  |  | 2.54 | cm^2 | 0.000254 | m^2 |  | CFU |  | 6350 | FAC ppm (FAC mg/L) |  |  | 18-24 | 22 |  | 50 | rough-cut barn wood coupon | time until wet-vac sampling and run-off sampling, but wipe sampling conducted after 18 hour drying | 30 |  |  | 2.65 | LRSurf |  | %RSD |  |  |  | 5 |  | 0.2 | mL | 0.2 | mL | [5 empty] | wood | 0.7874 | mL/cm^2
Decontamition Methods For Environmental Surfaces Contamited Withbacterial Spores: Evaluation Of Spray Method Parameters And Impact Of Surface Grime |  | Liquid Spray | CFU | 50000000 | [7 empty] | CFU |  | 6350 | FAC ppm (FAC mg/L) |  |  | 18-24 | 22 |  | 50 | painted wallboard coupon | time until wet-vac sampling and run-off sampling, but wipe sampling conducted after 18 hour drying | 30 |  |  | 5.02 | LRSurf |  | %RSD |  |  |  | 5 |  | 0.2 | mL | 0.2 | mL | [7 empty] | mL/
Decontamition Methods For Environmental Surfaces Contamited Withbacterial Spores: Evaluation Of Spray Method Parameters And Impact Of Surface Grime |  | Liquid Spray | CFU | 50000000 | [7 empty] | CFU |  | 6350 | FAC ppm (FAC mg/L) |  |  | 18-24 | 22 |  | 50 | painted wallboard coupon | time until wet-vac sampling and run-off sampling, but wipe sampling conducted after 18 hour drying | 30 |  |  | 5.14 | LRSurf |  | %RSD |  |  |  | 5 |  | 0.2 | mL | 0.2 | mL | [7 empty] | mL/
Decontamition Methods For Environmental Surfaces Contamited Withbacterial Spores: Evaluation Of Spray Method Parameters And Impact Of Surface Grime |  | Liquid Spray | CFU | 50000000 | [7 empty] | CFU |  | 6350 | FAC ppm (FAC mg/L) |  |  | 18-24 | 22 |  | 50 | painted wallboard coupon | time until wet-vac sampling and run-off sampling, but wipe sampling conducted after 18 hour drying | 30 |  |  | 5.22 | LRSurf |  | %RSD |  |  |  | 5 |  | 0.2 | mL | 0.2 | mL | [7 empty] | mL/
Decontamition Methods For Environmental Surfaces Contamited Withbacterial Spores: Evaluation Of Spray Method Parameters And Impact Of Surface Grime |  | Liquid Spray | CFU | 50000000 | [7 empty] | CFU |  | 6350 | FAC ppm (FAC mg/L) |  |  | 18-24 | 22 |  | 50 | painted wallboard coupon | time until wet-vac sampling and run-off sampling, but wipe sampling conducted after 18 hour drying | 30 |  |  | 4.43 | LRSurf |  | %RSD |  |  |  | 5 |  | 0.2 | mL | 0.2 | mL | [7 empty] | mL/
Decontamition Methods For Environmental Surfaces Contamited Withbacterial Spores: Evaluation Of Spray Method Parameters And Impact Of Surface Grime |  | Liquid Spray | CFU | 50000000 | [7 empty] | CFU |  | 6350 | FAC ppm (FAC mg/L) |  |  | 18-24 | 22 |  | 50 | painted wallboard coupon | time until wet-vac sampling and run-off sampling, but wipe sampling conducted after 18 hour drying | 30 |  |  | 4.71 | LRSurf |  | %RSD |  |  |  | 5 |  | 0.2 | mL | 0.2 | mL | [7 empty] | mL/
Decontamition Methods For Environmental Surfaces Contamited Withbacterial Spores: Evaluation Of Spray Method Parameters And Impact Of Surface Grime |  | Liquid Spray | CFU | 50000000 | [6 empty] | discarded | CFU |  | 6350 | FAC ppm (FAC mg/L) |  |  | 18-24 | 22 |  | 50 | painted wallboard | time until wet-vac sampling and run-off sampling, but wipe sampling conducted after 18 hour drying | 30 |  |  | 5.69 | LRSurf | 23 | %RSD |  |  | 7.23 | 3 |  | 85.8333 | mL | 85.8333 | mL |  |  |  | 3 |  | wallboard |  | mL/ |  |  |  | 3 | 7.23
Decontamition Methods For Environmental Surfaces Contamited Withbacterial Spores: Evaluation Of Spray Method Parameters And Impact Of Surface Grime |  | Liquid Spray | CFU | 50000000 |  |  | 1267 | cm^2 | 0.1267 | m^2 | discarded | CFU |  | 6350 | FAC ppm (FAC mg/L) |  |  | 18-24 | 22 |  | 50 | Concrete | time until wet-vac sampling and run-off sampling, but wipe sampling conducted after 18 hour drying | 30 |  |  | 6.4 | LRSurf | 11 | %RSD |  |  | 7 | 3 |  | 85.8333 | mL | 85.8333 | mL |  |  |  | 2 |  | concrete | 0.67745 | mL/cm^2 |  |  |  | 2 | 7
Decontamition Methods For Environmental Surfaces Contamited Withbacterial Spores: Evaluation Of Spray Method Parameters And Impact Of Surface Grime |  | Liquid Spray | CFU | 50000000 |  |  | 1267 | cm^2 | 0.1267 | m^2 | discarded | CFU |  | 6350 | FAC ppm (FAC mg/L) |  |  | 18-24 | 22 |  | 50 | rough-cut barn wood | time until wet-vac sampling and run-off sampling, but wipe sampling conducted after 18 hour drying | 30 |  |  | 2.87 | LRSurf | 16 | %RSD |  |  | 6.27 | 3 |  | 86.6667 | mL | 86.6667 | mL | [5 empty] | bare wood | 0.68403 | mL/cm^2 |  |  |  |  | 6.27
Decontamition Methods For Environmental Surfaces Contamited Withbacterial Spores: Evaluation Of Spray Method Parameters And Impact Of Surface Grime |  | Liquid Spray | CFU | 50000000 | [6 empty] | 725 | CFU |  | 6350 | FAC ppm (FAC mg/L) |  |  | 18-24 | 22 |  | 50 | painted wallboard | time until wet-vac sampling and run-off sampling, but wipe sampling conducted after 18 hour drying | 30 |  |  | 7.04 | LRSurf | 12 | %RSD |  |  | 7.3 | 3 |  | 111.6667 | mL | 111.6667 | mL |  |  |  | 1 |  | wallboard |  | mL/ |  |  |  | 1 | 7.3
Decontamition Methods For Environmental Surfaces Contamited Withbacterial Spores: Evaluation Of Spray Method Parameters And Impact Of Surface Grime |  | Liquid Spray | CFU | 50000000 |  |  | 1267 | cm^2 | 0.1267 | m^2 | 1784 | CFU |  | 6350 | FAC ppm (FAC mg/L) |  |  | 18-24 | 22 |  | 50 | Concrete | time until wet-vac sampling and run-off sampling, but wipe sampling conducted after 18 hour drying | 30 |  |  | 6.48 | LRSurf | 15 | %RSD |  |  | 6.89 | 3 |  | 111.6667 | mL | 111.6667 | mL |  |  |  | 1 |  | concrete | 0.88135 | mL/cm^2 |  |  |  | 1 | 6.89
Decontamition Methods For Environmental Surfaces Contamited Withbacterial Spores: Evaluation Of Spray Method Parameters And Impact Of Surface Grime |  | Liquid Spray | CFU | 50000000 |  |  | 1267 | cm^2 | 0.1267 | m^2 | 1314 | CFU |  | 6350 | FAC ppm (FAC mg/L) |  |  | 18-24 | 22 |  | 50 | rough-cut barn wood | time until wet-vac sampling and run-off sampling, but wipe sampling conducted after 18 hour drying | 30 |  |  | 3.71 | LRSurf | 22 | %RSD |  |  | 6.57 | 3 |  | 113.3333 | mL | 113.3333 | mL | [5 empty] | bare wood | 0.8945 | mL/cm^2 |  |  |  |  | 6.57
Decontamition Methods For Environmental Surfaces Contamited Withbacterial Spores: Evaluation Of Spray Method Parameters And Impact Of Surface Grime |  | Liquid Spray | CFU | 50000000 |  |  | 1267 | cm^2 | 0.1267 | m^2 | 22 | CFU |  | 6350 | FAC ppm (FAC mg/L) |  |  | 18-24 | 22 |  | 50 | rough-cut barn wood | time until wet-vac sampling and run-off sampling, but wipe sampling conducted after 18 hour drying | 30 |  |  | 3.32 | LRSurf | 14 | %RSD |  |  | 6.35 | 3 |  | 171.6667 | mL | 171.6667 | mL |  |  | < |  |  | bare wood | 1.3549 | mL/cm^2 |  |  |  |  | 6.35
Decontamition Methods For Environmental Surfaces Contamited Withbacterial Spores: Evaluation Of Spray Method Parameters And Impact Of Surface Grime |  | Liquid Spray | CFU | 50000000 |  |  | 1267 | cm^2 | 0.1267 | m^2 | 1554 | CFU |  | 6350 | FAC ppm (FAC mg/L) |  |  | 18-24 | 22 |  | 50 | rough-cut barn wood | time until wet-vac sampling and run-off sampling, but wipe sampling conducted after 18 hour drying | 30 |  |  | 3.09 | LRSurf | 8 | %RSD |  |  | 6.35 | 3 |  | 353.3333 | mL | 353.3333 | mL | [5 empty] | bare wood | 2.7887 | mL/cm^2 |  |  |  |  | 6.35
Decontamition Methods For Environmental Surfaces Contamited Withbacterial Spores: Evaluation Of Spray Method Parameters And Impact Of Surface Grime |  | Liquid Spray | CFU | 50000000 |  |  | 1267 | cm^2 | 0.1267 | m^2 | 1889 | CFU |  | 6350 | FAC ppm (FAC mg/L) |  |  | 18-24 | 22 |  | 50 | rough-cut barn wood | time until wet-vac sampling and run-off sampling, but wipe sampling conducted after 18 hour drying | 30 |  |  | 3.28 | LRSurf | 4 | %RSD |  |  | 6.35 | 3 |  | 85.8333 | mL | 85.8333 | mL | [5 empty] | bare wood | 0.67745 | mL/cm^2 |  |  |  |  | 6.35
Decontamition Methods For Environmental Surfaces Contamited Withbacterial Spores: Evaluation Of Spray Method Parameters And Impact Of Surface Grime |  | Liquid Spray | CFU | 50000000 | [6 empty] | 5 | CFU |  | 6350 | FAC ppm (FAC mg/L) |  |  | 18-24 | 22 |  | 50 | painted wallboard | time until wet-vac sampling and run-off sampling, but wipe sampling conducted after 18 hour drying | 30 |  | > | 5.84 | LRSurf | 0 |  |  |  | 5.64 | 3 |  | 83.3333 | mL | 83.3333 | mL |  |  | < |  |  | wallboard |  | mL/ |  |  |  | 0 | 5.64
Decontamition Methods For Environmental Surfaces Contamited Withbacterial Spores: Evaluation Of Spray Method Parameters And Impact Of Surface Grime |  | Liquid Spray | CFU | 50000000 |  |  | 1267 | cm^2 | 0.1267 | m^2 | 5 | CFU |  | 6350 | FAC ppm (FAC mg/L) |  |  | 18-24 | 22 |  | 50 | Concrete | time until wet-vac sampling and run-off sampling, but wipe sampling conducted after 18 hour drying | 30 |  | > | 4.93 | LRSurf | 0 |  |  |  | 4.78 | 3 |  | 83.3333 | mL | 83.3333 | mL |  |  | < |  |  | concrete | 0.65772 | mL/cm^2 |  |  |  | 0 | 4.78
Decontamition Methods For Environmental Surfaces Contamited Withbacterial Spores: Evaluation Of Spray Method Parameters And Impact Of Surface Grime |  | Liquid Spray | CFU | 50000000 |  |  | 1267 | cm^2 | 0.1267 | m^2 | 5 | CFU |  | 6350 | FAC ppm (FAC mg/L) |  |  | 18-24 | 22 |  | 50 | rough-cut barn wood | time until wet-vac sampling and run-off sampling, but wipe sampling conducted after 18 hour drying | 30 |  |  | 3.51 | LRSurf | 0.28999999999999998 | %RSD |  |  | 4.62 | 3 |  | 83.3333 | mL | 83.3333 | mL |  |  | < |  |  | bare wood | 0.65772 | mL/cm^2 |  |  |  |  | 4.62
Decontamition Methods For Environmental Surfaces Contamited Withbacterial Spores: Evaluation Of Spray Method Parameters And Impact Of Surface Grime |  | Liquid Spray | CFU | 50000000 |  |  | 1267 | cm^2 | 0.1267 | m^2 | 5 | CFU |  | 6350 | FAC ppm (FAC mg/L) |  |  | 18-24 | 22 |  | 50 | rough-cut barn wood | time until wet-vac sampling and run-off sampling, but wipe sampling conducted after 18 hour drying | 30 |  |  | 1.09 | LRSurf | 0 | %RSD |  |  | 2.44 | 3 |  | 183.3333 | mL | 183.3333 | mL |  |  | < |  |  | bare wood | 1.447 | mL/cm^2 |  |  |  |  | 2.44
Decontamition Methods For Environmental Surfaces Contamited Withbacterial Spores: Evaluation Of Spray Method Parameters And Impact Of Surface Grime |  | Liquid Spray | CFU | 50000000 |  |  | 1267 | cm^2 | 0.1267 | m^2 | 5 | CFU |  | 6350 | FAC ppm (FAC mg/L) |  |  | 18-24 | 22 |  | 50 | rough-cut barn wood | time until wet-vac sampling and run-off sampling, but wipe sampling conducted after 18 hour drying | 30 |  |  | 0.13 | LRSurf | 0 | %RSD |  |  | 2.12 | 3 |  | 183.3333 | mL | 183.3333 | mL |  |  | < |  |  | bare wood | 1.447 | mL/cm^2 |  |  |  |  | 2.12
Decontamition Methods For Environmental Surfaces Contamited Withbacterial Spores: Evaluation Of Spray Method Parameters And Impact Of Surface Grime |  | Liquid Spray | CFU | 50000000 |  |  | 1267 | cm^2 | 0.1267 | m^2 | 5 | CFU |  | 6350 | FAC ppm (FAC mg/L) |  |  | 18-24 | 22 |  | 50 | rough-cut barn wood | time until wet-vac sampling and run-off sampling, but wipe sampling conducted after 18 hour drying | 30 |  |  | 0.28 | LRSurf | 0 | %RSD |  |  | 2.12 | 3 |  | 366.6667 | mL | 366.6667 | mL |  |  | < |  |  | bare wood | 2.894 | mL/cm^2 |  |  |  |  | 2.12
Decontamition Methods For Environmental Surfaces Contamited Withbacterial Spores: Evaluation Of Spray Method Parameters And Impact Of Surface Grime |  | Liquid Spray | CFU | 50000000 |  |  | 1267 | cm^2 | 0.1267 | m^2 | 5 | CFU |  | 6350 | FAC ppm (FAC mg/L) |  |  | 18-24 | 22 |  | 50 | rough-cut barn wood | time until wet-vac sampling and run-off sampling, but wipe sampling conducted after 18 hour drying | 30 |  |  | 0.62 | LRSurf | 0 | %RSD |  |  | 2.12 | 3 |  | 333.3333 | mL | 333.3333 | mL |  |  | < |  |  | bare wood | 2.6309 | mL/cm^2 |  |  |  |  | 2.12
Decontamition Methods For Environmental Surfaces Contamited Withbacterial Spores: Evaluation Of Spray Method Parameters And Impact Of Surface Grime |  | Liquid Spray | CFU | 50000000 |  |  | 1267 | cm^2 | 0.1267 | m^2 | 5 | CFU |  | 6350 | FAC ppm (FAC mg/L) |  |  | 18-24 | 22 |  | 50 | Concrete | time until wet-vac sampling and run-off sampling, but wipe sampling conducted after 18 hour drying | 30 |  |  | 5.65 | LRSurf | 1.2 | %RSD |  |  | 5.88 | 3 |  | 166.6667 | mL | 166.6667 | mL |  |  | < | 3 |  | concrete | 1.3154 | mL/cm^2 |  |  |  | 3 | 5.88
Decontamition Methods For Environmental Surfaces Contamited Withbacterial Spores: Evaluation Of Spray Method Parameters And Impact Of Surface Grime |  | Liquid Spray | CFU | 50000000 |  |  | 1267 | cm^2 | 0.1267 | m^2 | 5 | CFU |  | 6350 | FAC ppm (FAC mg/L) |  |  | 18-24 | 22 |  | 50 | rough-cut barn wood | time until wet-vac sampling and run-off sampling, but wipe sampling conducted after 18 hour drying | 30 |  |  | 3.34 | LRSurf | 12 | %RSD |  |  | 6.4 | 3 |  | 166.6667 | mL | 166.6667 | mL |  |  | < |  |  | bare wood | 1.3154 | mL/cm^2 |  |  |  |  | 6.4
Decontamition Methods For Environmental Surfaces Contamited Withbacterial Spores: Evaluation Of Spray Method Parameters And Impact Of Surface Grime | 1-g per square foot | Liquid Spray | CFU | 50000000 |  |  | 1267 | cm^2 | 0.1267 | m^2 | 5 | CFU |  | 6350 | FAC ppm (FAC mg/L) |  |  | 18-24 | 22 |  | 50 | grimed Concrete | time until wet-vac sampling and run-off sampling, but wipe sampling conducted after 18 hour drying | 30 |  |  | 6.03 | LRSurf | 3.4 | %RSD |  |  | 5.98 | 3 |  | 166.6667 | mL | 166.6667 | mL |  |  | < |  |  |  | 1.3154 | mL/cm^2 |  |  |  |  | 5.98
Decontamition Methods For Environmental Surfaces Contamited Withbacterial Spores: Evaluation Of Spray Method Parameters And Impact Of Surface Grime | 1-g per square foot | Liquid Spray | CFU | 50000000 |  |  | 1267 | cm^2 | 0.1267 | m^2 | 5 | CFU |  | 6350 | FAC ppm (FAC mg/L) |  |  | 18-24 | 22 |  | 50 | grimed rough-cut barn wood | time until wet-vac sampling and run-off sampling, but wipe sampling conducted after 18 hour drying | 30 |  |  | 3.65 | LRSurf | 7.7 | %RSD |  |  | 6.14 | 3 |  | 166.6667 | mL | 166.6667 | mL |  |  | < |  |  |  | 1.3154 | mL/cm^2 |  |  |  |  | 6.14
Decontamition Methods For Environmental Surfaces Contamited Withbacterial Spores: Evaluation Of Spray Method Parameters And Impact Of Surface Grime |  | Liquid Spray | CFU | 50000000 |  |  | 1267 | cm^2 | 0.1267 | m^2 | 5 | CFU |  | 6350 | FAC ppm (FAC mg/L) |  |  | 18-24 | 22 |  | 50 | rough-cut barn wood | time until wet-vac sampling and run-off sampling, but wipe sampling conducted after 18 hour drying | 30 |  |  | 3.84 | LRSurf | 21.9 | %RSD |  |  | 5.81 | 3 |  | 216.6667 | mL | 216.6667 | mL |  |  | < |  |  | bare wood | 1.7101 | mL/cm^2 |  |  |  |  | 5.81
Decontamition Methods For Environmental Surfaces Contamited Withbacterial Spores: Evaluation Of Spray Method Parameters And Impact Of Surface Grime |  | Liquid Spray | CFU | 50000000 |  |  | 1267 | cm^2 | 0.1267 | m^2 | 5 | CFU |  | 6350 | FAC ppm (FAC mg/L) |  |  | 18-24 | 22 |  | 50 | Concrete | time until wet-vac sampling and run-off sampling, but wipe sampling conducted after 18 hour drying | 30 |  |  | 5.38 | LRSurf | 3.7 | %RSD |  |  | 5.37 | 3 |  | 216.6667 | mL | 216.6667 | mL |  |  | < |  |  | concrete | 1.7101 | mL/cm^2 |  |  |  |  | 5.37
Decontamition Methods For Environmental Surfaces Contamited Withbacterial Spores: Evaluation Of Spray Method Parameters And Impact Of Surface Grime | 1-g per square foot | Liquid Spray | CFU | 50000000 |  |  | 1267 | cm^2 | 0.1267 | m^2 | 5 | CFU |  | 6350 | FAC ppm (FAC mg/L) |  |  | 18-24 | 22 |  | 50 | grimed rough-cut barn wood | time until wet-vac sampling and run-off sampling, but wipe sampling conducted after 18 hour drying | 30 |  |  | 4.19 | LRSurf | 15.6 | %RSD |  |  | 5.71 | 3 |  | 216.6667 | mL | 216.6667 | mL |  |  | < |  |  |  | 1.7101 | mL/cm^2 |  |  |  |  | 5.71
Decontamition Methods For Environmental Surfaces Contamited Withbacterial Spores: Evaluation Of Spray Method Parameters And Impact Of Surface Grime | 1-g per square foot | Liquid Spray | CFU | 50000000 |  |  | 1267 | cm^2 | 0.1267 | m^2 | 5 | CFU |  | 6350 | FAC ppm (FAC mg/L) |  |  | 18-24 | 22 |  | 50 | grimed Concrete | time until wet-vac sampling and run-off sampling, but wipe sampling conducted after 18 hour drying | 30 |  |  | 4.35 | LRSurf | 4 | %RSD |  |  | 5.45 | 3 |  | 216.6667 | mL | 216.6667 | mL |  |  | < |  |  |  | 1.7101 | mL/cm^2 |  |  |  |  | 5.45
Decontamition Methods For Environmental Surfaces Contamited Withbacterial Spores: Evaluation Of Spray Method Parameters And Impact Of Surface Grime |  | Liquid Spray | CFU | 50000000 |  |  | 1267 | cm^2 | 0.1267 | m^2 | 5 | CFU |  | 6350 | FAC ppm (FAC mg/L) |  |  | 18-24 | 22 |  | 50 | rough-cut barn wood | time until wet-vac sampling and run-off sampling, but wipe sampling conducted after 18 hour drying | 30 |  |  | 3.33 | LRSurf | 6 | %RSD |  |  | 5.44 | 3 |  | 216.6667 | mL | 216.6667 | mL |  |  | < |  |  | bare wood | 1.7101 | mL/cm^2 |  |  |  |  | 5.44
Decontamition Methods For Environmental Surfaces Contamited Withbacterial Spores: Evaluation Of Spray Method Parameters And Impact Of Surface Grime |  | Liquid Spray | CFU | 50000000 |  |  | 1267 | cm^2 | 0.1267 | m^2 | 5 | CFU |  | 6350 | FAC ppm (FAC mg/L) |  |  | 18-24 | 22 |  | 50 | Concrete | time until wet-vac sampling and run-off sampling, but wipe sampling conducted after 18 hour drying | 30 |  |  | 6.34 | LRSurf | 3 | %RSD |  |  | 6.29 | 3 |  | 216.6667 | mL | 216.6667 | mL |  |  | < |  |  | concrete | 1.7101 | mL/cm^2 |  |  |  |  | 6.29
Decontamition Methods For Environmental Surfaces Contamited Withbacterial Spores: Evaluation Of Spray Method Parameters And Impact Of Surface Grime | 1-g per square foot | Liquid Spray | CFU | 50000000 |  |  | 1267 | cm^2 | 0.1267 | m^2 | 5 | CFU |  | 6350 | FAC ppm (FAC mg/L) |  |  | 18-24 | 22 |  | 50 | grimed rough-cut barn wood | time until wet-vac sampling and run-off sampling, but wipe sampling conducted after 18 hour drying | 30 |  |  | 4.2 | LRSurf | 16.8 | %RSD |  |  | 5.75 | 3 |  | 216.6667 | mL | 216.6667 | mL |  |  | < |  |  |  | 1.7101 | mL/cm^2 |  |  |  |  | 5.75
Decontamition Methods For Environmental Surfaces Contamited Withbacterial Spores: Evaluation Of Spray Method Parameters And Impact Of Surface Grime | 1-g per square foot | Liquid Spray | CFU | 50000000 |  |  | 1267 | cm^2 | 0.1267 | m^2 | 5 | CFU |  | 6350 | FAC ppm (FAC mg/L) |  |  | 18-24 | 22 |  | 50 | grimed Concrete | time until wet-vac sampling and run-off sampling, but wipe sampling conducted after 18 hour drying | 30 |  |  | 6.66 | LRSurf | 0 | %RSD |  |  | 6.49 | 3 |  | 216.6667 | mL | 216.6667 | mL |  |  | < |  |  |  | 1.7101 | mL/cm^2 |  |  |  |  | 6.49
Decontamition Methods For Environmental Surfaces Contamited Withbacterial Spores: Evaluation Of Spray Method Parameters And Impact Of Surface Grime |  | Liquid Spray | CFU | 50000000 |  |  | 1267 | cm^2 | 0.1267 | m^2 | 5 | CFU |  | 6350 | FAC ppm (FAC mg/L) |  |  | 18-24 | 22 |  | 50 | rough-cut barn wood | time until wet-vac sampling and run-off sampling, but wipe sampling conducted after 18 hour drying | 30 |  |  | 3.29 | LRSurf | 4.1000000000000002E-2 | %RSD |  |  | 5.44 | 3 |  | 216.6667 | mL | 216.6667 | mL |  |  | < |  |  | bare wood | 1.7101 | mL/cm^2 |  |  |  |  | 5.44
Decontamition Methods For Environmental Surfaces Contamited Withbacterial Spores: Evaluation Of Spray Method Parameters And Impact Of Surface Grime |  | Liquid Spray | CFU | 50000000 |  |  | 1267 | cm^2 | 0.1267 | m^2 | 5 | CFU |  | 6350 | FAC ppm (FAC mg/L) |  |  | 18-24 | 22 |  | 50 | Concrete | time until wet-vac sampling and run-off sampling, but wipe sampling conducted after 18 hour drying | 30 |  |  | 5.97 | LRSurf | 0.14299999999999999 | %RSD |  |  | 6.29 | 3 |  | 216.6667 | mL | 216.6667 | mL |  |  | < |  |  | concrete | 1.7101 | mL/cm^2 |  |  |  |  | 6.29
Decontamition Methods For Environmental Surfaces Contamited Withbacterial Spores: Evaluation Of Spray Method Parameters And Impact Of Surface Grime | 1-g per square foot | Liquid Spray | CFU | 50000000 |  |  | 1267 | cm^2 | 0.1267 | m^2 | 5 | CFU |  | 6350 | FAC ppm (FAC mg/L) |  |  | 18-24 | 22 |  | 50 | grimed rough-cut barn wood | time until wet-vac sampling and run-off sampling, but wipe sampling conducted after 18 hour drying | 30 |  |  | 4.45 | LRSurf | 6.8000000000000005E-2 | %RSD |  |  | 5.75 | 3 |  | 216.6667 | mL | 216.6667 | mL |  |  | < |  |  |  | 1.7101 | mL/cm^2 |  |  |  |  | 5.75
Decontamition Methods For Environmental Surfaces Contamited Withbacterial Spores: Evaluation Of Spray Method Parameters And Impact Of Surface Grime | 1-g per square foot | Liquid Spray | CFU | 50000000 |  |  | 1267 | cm^2 | 0.1267 | m^2 | 5 | CFU |  | 6350 | FAC ppm (FAC mg/L) |  |  | 18-24 | 22 |  | 50 | grimed Concrete | time until wet-vac sampling and run-off sampling, but wipe sampling conducted after 18 hour drying | 30 |  |  | 6.66 | LRSurf | 1E-3 | %RSD |  |  | 6.49 | 3 |  | 216.6667 | mL | 216.6667 | mL |  |  | < |  |  |  | 1.7101 | mL/cm^2 |  |  |  |  | 6.49
Wood 2010 Evaluation Of Liquid And Foam Technologies For The Ictivation Of Bacillus Anthracis Spores On Topsoil. |  | Liquid Spray | CFU | 50000000 |  |  | 9.62 | cm^2 | 0.000962 | m^2 | combined |  |  | 6200 | FAC ppm (FAC mg/L) |  |  |  | 22.5 |  | 50 | topsoil | time until neutralization | 60 |  |  | 0.03 | LR | 0.15 | 1.96 x SE |  |  |  | 5 |  | 2.6 | mL | 2.6 | mL | [5 empty] | soil | 2.7027 | mL/cm^2
Wood 2010 Evaluation Of Liquid And Foam Technologies For The Ictivation Of Bacillus Anthracis Spores On Topsoil. |  | Liquid Spray | CFU | 50000000 |  |  | 9.62 | cm^2 | 0.000962 | m^2 | combined |  |  | 6200 | FAC ppm (FAC mg/L) |  |  |  | 22.5 |  | 50 | topsoil | time until neutralization | 120 |  |  | 0.94 | LR | 0.1 | 1.96 x SE |  |  |  | 5 |  | 3.55 | mL | 3.55 | mL | [5 empty] | soil | 3.6902 | mL/cm^2
Wood 2010 Evaluation Of Liquid And Foam Technologies For The Ictivation Of Bacillus Anthracis Spores On Topsoil. |  | Liquid Spray | CFU | 50000000 |  |  | 9.62 | cm^2 | 0.000962 | m^2 | combined |  |  | 2.09 | wt% |  |  |  | 22.5 |  | 50 | topsoil | time until neutralization | 60 |  |  | 0.58 | LR | 0.19 | 1.96 x SE |  |  |  | 5 |  | 4 | mL | 4 | mL | [5 empty] | soil | 4.158 | mL/cm^2
Wood 2010 Evaluation Of Liquid And Foam Technologies For The Ictivation Of Bacillus Anthracis Spores On Topsoil. |  | Liquid Spray | CFU | 50000000 |  |  | 9.62 | cm^2 | 0.000962 | m^2 | combined |  |  | 2.09 | wt% |  |  |  | 22.5 |  | 50 | topsoil | time until neutralization | 120 |  |  | 1.04 | LR | 0.1 | 1.96 x SE |  |  |  | 5 |  | 7.07 | mL | 7.07 | mL | [5 empty] | soil | 7.3493 | mL/cm^2
Wood 2010 Evaluation Of Liquid And Foam Technologies For The Ictivation Of Bacillus Anthracis Spores On Topsoil. |  | Liquid Spray | CFU | 50000000 |  |  | 9.62 | cm^2 | 0.000962 | m^2 | combined |  |  | 120 | g/L |  |  |  | 22.5 |  | 50 | topsoil | time until neutralization | 1440 |  |  | 1.65 | LR | 0.14000000000000001 | 1.96 x SE |  |  |  | 5 |  | 12 | mL | 12 | mL | [5 empty] | soil | 12.474 | mL/cm^2
Wood 2010 Evaluation Of Liquid And Foam Technologies For The Ictivation Of Bacillus Anthracis Spores On Topsoil. |  | Liquid Spray | CFU | 50000000 |  |  | 9.62 | cm^2 | 0.000962 | m^2 | combined |  |  | 120 | g/L |  |  |  | 22.5 |  | 50 | topsoil | time until neutralization | 2880 |  |  | 3.5 | LR | 0.4 | 1.96 x SE |  |  |  | 5 |  | 12 | mL | 12 | mL | [5 empty] | soil | 12.474 | mL/cm^2
2011 Effectiveness Of Physical And Chemical Cleaning And Disinfection Methods For Removing, Reducing Or Ictivating Agricultural Biological Threat Agents. |  | Liquid Spray | CFU | 50000000 |  |  | 196 | in^2 | 0.12645 | m^2 | 23.73 | CFU | 6000-6700 | 6500 | FAC ppm (FAC mg/L) |  |  |  | 25 |  | 50 | Concrete vertical | time before moving coupons to drying area (no neutralization) | 30 |  | > | 6.54 | LRsurf | 0.01 |  |  |  | 6.34 | 6 |  | 0.34 | L | 340 | mL |  |  | < |  | yes | concrete | 2.6888 | L/inch^2 |  |  |  | 0 | 6.34
2011 Effectiveness Of Physical And Chemical Cleaning And Disinfection Methods For Removing, Reducing Or Ictivating Agricultural Biological Threat Agents. |  | Liquid Spray | CFU | 50000000 |  |  | 196 | in^2 | 0.12645 | m^2 | 26.05 | CFU | 6000-6700 | 6500 | FAC ppm (FAC mg/L) |  |  |  | 25 |  | 50 | treated wood vertical | time before moving coupons to drying area (no neutralization) | 30 |  | > | 6.77 | LRsurf | 0.13 |  |  |  | 6.62 | 6 |  | 0.34 | L | 340 | mL |  |  | < |  | yes | treated wood | 2.6888 | L/inch^2 |  |  |  | 0 | 6.62
2011 Effectiveness Of Physical And Chemical Cleaning And Disinfection Methods For Removing, Reducing Or Ictivating Agricultural Biological Threat Agents. |  | Liquid Spray | CFU | 50000000 |  |  | 196 | in^2 | 0.12645 | m^2 | 43.75 | CFU | 6000-6700 | 6500 | FAC ppm (FAC mg/L) |  |  |  | 25 |  | 50 | Concrete vertical | time before moving coupons to drying area (no neutralization) | 30 |  | > | 6.6 | LRsurf | 0.13 |  |  |  | 6.46 | 6 |  | 1.85 | L | 1850 | mL |  |  |  |  | yes | concrete | 14.6301 | L/inch^2 |  |  |  | 0 | 6.46
2011 Effectiveness Of Physical And Chemical Cleaning And Disinfection Methods For Removing, Reducing Or Ictivating Agricultural Biological Threat Agents. |  | Liquid Spray | CFU | 50000000 |  |  | 196 | in^2 | 0.12645 | m^2 | 100 | CFU | 6000-6700 | 6500 | FAC ppm (FAC mg/L) |  |  |  | 25 |  | 50 | treated wood vertical | time before moving coupons to drying area (no neutralization) | 30 |  | > | 6.74 | LRsurf | 0.02 |  |  |  | 6.55 | 6 |  | 1.85 | L | 1850 | mL |  |  | < |  | yes | treated wood | 14.6301 | L/inch^2 |  |  |  | 0 | 6.55
2011 Effectiveness Of Physical And Chemical Cleaning And Disinfection Methods For Removing, Reducing Or Ictivating Agricultural Biological Threat Agents. |  | Liquid Spray | CFU | 50000000 |  |  | 196 | in^2 | 0.12645 | m^2 | 24.93 | CFU |  | 0.08 | wt% |  |  |  | 25 |  | 50 | Concrete vertical | time before moving coupons to drying area (no neutralization) | 15 |  |  | 1.63 | LRsurf | 0.19 | SD |  |  | 6.38 | 6 |  | 0.34 | L | 340 | mL |  |  |  |  | yes | concrete | 2.6888 | L/inch^2 |  |  |  |  | 6.38
2011 Effectiveness Of Physical And Chemical Cleaning And Disinfection Methods For Removing, Reducing Or Ictivating Agricultural Biological Threat Agents. |  | Liquid Spray | CFU | 50000000 |  |  | 196 | in^2 | 0.12645 | m^2 | 27.35 | CFU |  | 0.08 | wt% |  |  |  | 25 |  | 50 | treated wood vertical | time before moving coupons to drying area (no neutralization) | 15 |  | > | 6.8 | LRsurf | 0.02 |  |  |  | 6.65 | 6 |  | 0.34 | L | 340 | mL |  |  |  |  | yes | treated wood | 2.6888 | L/inch^2 |  |  |  | 0 | 6.65
2011 Effectiveness Of Physical And Chemical Cleaning And Disinfection Methods For Removing, Reducing Or Ictivating Agricultural Biological Threat Agents. |  | Liquid Spray | CFU | 50000000 |  |  | 196 | in^2 | 0.12645 | m^2 | 28.88 | CFU |  | 0.08 | wt% |  |  |  | 25 |  | 50 | Concrete vertical | time before moving coupons to drying area (no neutralization) | 30 |  |  | 2.8 | LRsurf | 0.55000000000000004 | SD |  |  | 6.4 | 6 |  | 1.42 | L | 1420 | mL |  |  | < |  | yes | concrete | 11.2296 | L/inch^2 |  |  |  |  | 6.4
2011 Effectiveness Of Physical And Chemical Cleaning And Disinfection Methods For Removing, Reducing Or Ictivating Agricultural Biological Threat Agents. |  | Liquid Spray | CFU | 50000000 |  |  | 196 | in^2 | 0.12645 | m^2 | 27.12 | CFU |  | 0.08 | wt% |  |  |  | 25 |  | 50 | treated wood vertical | time before moving coupons to drying area (no neutralization) | 34 |  | > | 6.99 | LRsurf | 0.01 |  |  |  | 6.79 | 6 |  | 0.71 | L | 710 | mL |  |  | < |  | yes | treated wood | 5.6148 | L/inch^2 |  |  |  | 0 | 6.79
2011 Effectiveness Of Physical And Chemical Cleaning And Disinfection Methods For Removing, Reducing Or Ictivating Agricultural Biological Threat Agents. |  | Liquid Spray | CFU | 50000000 |  |  | 196 | in^2 | 0.12645 | m^2 | 13100 | CFU | 6000-6700 | 6500 | FAC ppm (FAC mg/L) |  |  |  | 25 |  | 50 | Concrete vertical | time before moving coupons to drying area (no neutralization) | 15 |  | > | 6.3 | LRsurf | 0.12 |  |  |  | 6.14 | 6 |  | 0.056667 | L | 56.6667 | mL |  |  | < |  | yes | concrete | 0.44813 | L/inch^2 |  |  |  | 0 | 6.14
2011 Effectiveness Of Physical And Chemical Cleaning And Disinfection Methods For Removing, Reducing Or Ictivating Agricultural Biological Threat Agents. |  | Liquid Spray | CFU | 50000000 |  |  | 196 | in^2 | 0.12645 | m^2 | 83200 | CFU | 6000-6700 | 6500 | FAC ppm (FAC mg/L) |  |  |  | 25 |  | 50 | treated wood vertical | time before moving coupons to drying area (no neutralization) | 23 | 4 |  | 4.04 | LRsurf | 1.19 | SD |  |  | 6.25 | 6 |  | 0.056667 | L | 56.6667 | mL |  |  | < |  | yes | treated wood | 0.44813 | L/inch^2 |  |  |  |  | 6.25
2011 Effectiveness Of Physical And Chemical Cleaning And Disinfection Methods For Removing, Reducing Or Ictivating Agricultural Biological Threat Agents. |  | Liquid Spray | CFU | 50000000 |  |  | 1600 | in^2 | 1.0323 | m^2 | 207000 | CFU | 6000-6700 | 6500 | FAC ppm (FAC mg/L) |  |  |  | 25 |  | 50 | Concrete vertical | time before moving coupons to drying area (no neutralization) | 30 | 8 | > | 6.4 | LRsurf | 0.5 |  |  |  | 6.22 | 2 |  | 1.02 | L | 1020 | mL |  |  |  |  | yes | concrete | 0.98813 | L/inch^2 |  |  |  | 0 | 6.22
2011 Effectiveness Of Physical And Chemical Cleaning And Disinfection Methods For Removing, Reducing Or Ictivating Agricultural Biological Threat Agents. |  | Liquid Spray | CFU | 50000000 |  |  | 1600 | in^2 | 1.0323 | m^2 | 146000 | CFU | 6000-6700 | 6500 | FAC ppm (FAC mg/L) |  |  |  | 25 |  | 50 | treated wood vertical | time before moving coupons to drying area (no neutralization) | 30 | 2 |  | 5.65 | LRsurf | 0.5 | SD |  |  | 6.455 | 2 |  | 1.02 | L | 1020 | mL |  |  |  |  | yes | treated wood | 0.98813 | L/inch^2 |  |  |  |  | 6.455
2011 Effectiveness Of Physical And Chemical Cleaning And Disinfection Methods For Removing, Reducing Or Ictivating Agricultural Biological Threat Agents. |  | Liquid Spray | CFU | 50000000 |  |  | 1600 | in^2 | 1.0323 | m^2 | 251.72 | CFU | 6000-6700 | 6500 | FAC ppm (FAC mg/L) |  |  |  | 25 |  | 50 | Concrete vertical | time before moving coupons to drying area (no neutralization) | 30 | 4 |  | 6.1 | LRsurf | 0.75 | SD |  |  | 6.735 | 2 |  | 1.02 | L | 1020 | mL |  |  | < | 2 |  | concrete | 0.98813 | L/inch^2 |  |  |  | 2 | 6.735
2011 Effectiveness Of Physical And Chemical Cleaning And Disinfection Methods For Removing, Reducing Or Ictivating Agricultural Biological Threat Agents. |  | Liquid Spray | CFU | 50000000 |  |  | 1600 | in^2 | 1.0323 | m^2 | 139.66 | CFU | 6000-6700 | 6500 | FAC ppm (FAC mg/L) |  |  |  | 25 |  | 50 | treated wood vertical | time before moving coupons to drying area (no neutralization) | 30 | 6 |  | 5.6 | LRsurf | 0.75 | SD |  |  | 6.46 | 2 |  | 1.02 | L | 1020 | mL |  |  | < |  |  | treated wood | 0.98813 | L/inch^2 |  |  |  |  | 6.46
USEPA 2011 Evaluating a Decontamition Technology Based on the Electrochemical Generation of Anolyte Solution against B. anthracis Spores |  | Liquid Spray | CFU | 50000000 |  |  | 14.25 | cm^2 | 0.001425 | m^2 | combined |  | 0.1 | 3000 | FAC ppm (FAC mg/L) |  |  | 2 | 22 |  | 50 | Industrial Carpet | continuously wetted | 60 | 12 |  | 0.58 | LR | 0.24 | 1.96 x SE |  |  |  | 5 | No damage | 0.24 | g | [7 empty] | carpet | 0.16842 | g/cm^2
USEPA 2011 Evaluating a Decontamition Technology Based on the Electrochemical Generation of Anolyte Solution against B. anthracis Spores |  | Liquid Spray | CFU | 50000000 |  |  | 14.25 | cm^2 | 0.001425 | m^2 | combined |  | 0.1 | 3000 | FAC ppm (FAC mg/L) |  |  | 2 | 22 |  | 50 | Decorative Lamite | continuously wetted | 60 | 6 |  | 5.95 | LR | 1.05 | 1.96 x SE |  |  |  | 5 | No damage | 0.22 | g | [7 empty] | lamite | 0.15439 | g/cm^2
USEPA 2011 Evaluating a Decontamition Technology Based on the Electrochemical Generation of Anolyte Solution against B. anthracis Spores |  | Liquid Spray | CFU | 50000000 |  |  | 14.25 | cm^2 | 0.001425 | m^2 | combined |  | 0.1 | 3000 | FAC ppm (FAC mg/L) |  |  | 2 | 22 |  | 50 | Galvanized Metal | continuously wetted | 60 | 6 |  | 4.58 | LR | 0.12 | 1.96 x SE |  |  |  | 5 | No damage | 0.2 | g | [7 empty] | steel | 0.14035 | g/cm^2
USEPA 2011 Evaluating a Decontamition Technology Based on the Electrochemical Generation of Anolyte Solution against B. anthracis Spores |  | Liquid Spray | CFU | 50000000 |  |  | 14.25 | cm^2 | 0.001425 | m^2 | combined |  | 0.1 | 3000 | FAC ppm (FAC mg/L) |  |  | 2 | 22 |  | 50 | Painted Wallboard | continuously wetted | 60 |  |  | 2.57 | LR | 0.18 | 1.96 x SE |  |  |  | 5 | No damage | 0.13 | g | [7 empty] | wallboard | 0.091228 | g/cm^2
USEPA 2011 Evaluating a Decontamition Technology Based on the Electrochemical Generation of Anolyte Solution against B. anthracis Spores |  | Liquid Spray | CFU | 50000000 |  |  | 14.25 | cm^2 | 0.001425 | m^2 | combined |  | 0.1 | 3000 | FAC ppm (FAC mg/L) |  |  | 2 | 22 |  | 50 | Bare Pine Wood | continuously wetted | 60 |  |  | 2.13 | LR | 0.26 | 1.96 x SE |  |  |  | 5 | No damage | 0.25 | g | [7 empty] | bare wood | 0.17544 | g/cm^2
USEPA 2011 Evaluating a Decontamition Technology Based on the Electrochemical Generation of Anolyte Solution against B. anthracis Spores |  | Liquid Spray | CFU | 50000000 |  |  | 14.25 | cm^2 | 0.001425 | m^2 | combined |  | 0.1 | 3000 | FAC ppm (FAC mg/L) |  |  | 2 | 22 |  | 50 | Glass | continuously wetted | 60 |  |  | 4.55 | LR | 0.14000000000000001 | 1.96 x SE |  |  |  | 5 | No damage | 0.25 | g | [7 empty] | glass | 0.17544 | g/cm^2
USEPA 2011 Evaluating a Decontamition Technology Based on the Electrochemical Generation of Anolyte Solution against B. anthracis Spores |  | Liquid Spray | CFU | 50000000 |  |  | 14.25 | cm^2 | 0.001425 | m^2 | combined |  | 0.1 | 3000 | FAC ppm (FAC mg/L) |  |  | 2 | 22 |  | 50 | Industrial Carpet | continuously wetted | 60 |  |  | 0.73 | LR | 7.0000000000000007E-2 | 1.96 x SE |  |  |  | 5 | No damage | 0.24 | g | [7 empty] | carpet | 0.16842 | g/cm^2
USEPA 2011 Evaluating a Decontamition Technology Based on the Electrochemical Generation of Anolyte Solution against B. anthracis Spores |  | Liquid Spray | CFU | 50000000 |  |  | 14.25 | cm^2 | 0.001425 | m^2 | combined |  | 0.1 | 3000 | FAC ppm (FAC mg/L) |  |  | 2 | 22 |  | 50 | Decorative Lamite | continuously wetted | 60 |  |  | 5.95 | LR | 0.88 | 1.96 x SE |  |  |  | 5 | No damage | 0.22 | g | [7 empty] | lamite | 0.15439 | g/cm^2
USEPA 2011 Evaluating a Decontamition Technology Based on the Electrochemical Generation of Anolyte Solution against B. anthracis Spores |  | Liquid Spray | CFU | 50000000 |  |  | 14.25 | cm^2 | 0.001425 | m^2 | combined |  | 0.1 | 3000 | FAC ppm (FAC mg/L) |  |  | 2 | 22 |  | 50 | Galvanized Metal | continuously wetted | 60 | 2 | ≥ | 7.71 | LR | 7.0000000000000007E-2 | 1.96 x SE |  |  |  | 5 | No damage | 0.2 | g | [7 empty] | steel | 0.14035 | g/cm^2 |  |  |  | 0 | 7.71
USEPA 2011 Evaluating a Decontamition Technology Based on the Electrochemical Generation of Anolyte Solution against B. anthracis Spores |  | Liquid Spray | CFU | 50000000 |  |  | 14.25 | cm^2 | 0.001425 | m^2 | combined |  | 0.1 | 3000 | FAC ppm (FAC mg/L) |  |  | 2 | 22 |  | 50 | Painted Wallboard | continuously wetted | 60 | 2 |  | 1.71 | LR | 0.65 | 1.96 x SE |  |  |  | 5 | No damage | 0.13 | g | [7 empty] | wallboard | 0.091228 | g/cm^2
USEPA 2011 Evaluating a Decontamition Technology Based on the Electrochemical Generation of Anolyte Solution against B. anthracis Spores |  | Liquid Spray | CFU | 50000000 |  |  | 14.25 | cm^2 | 0.001425 | m^2 | combined |  | 0.1 | 3000 | FAC ppm (FAC mg/L) |  |  | 2 | 22 |  | 50 | Bare Pine Wood | continuously wetted | 60 | 2 |  | 0.3 | LR | 0.14000000000000001 | 1.96 x SE |  |  |  | 5 | No damage | 0.25 | g | [7 empty] | bare wood | 0.17544 | g/cm^2
USEPA 2011 Evaluating a Decontamition Technology Based on the Electrochemical Generation of Anolyte Solution against B. anthracis Spores |  | Liquid Spray | CFU | 50000000 |  |  | 14.25 | cm^2 | 0.001425 | m^2 | combined |  | 0.1 | 3000 | FAC ppm (FAC mg/L) |  |  | 2 | 22 |  | 50 | Glass | continuously wetted | 60 | 2 |  | 6.14 | LR | 1.05 | 1.96 x SE |  |  |  | 5 | No damage | 0.25 | g | [7 empty] | glass | 0.17544 | g/cm^2
USEPA 2011 Evaluating a Decontamition Technology Based on the Electrochemical Generation of Anolyte Solution against B. anthracis Spores |  | Liquid Spray | CFU | 50000000 |  |  | 14.25 | cm^2 | 0.001425 | m^2 | combined |  | 0.1 | 3000 | FAC ppm (FAC mg/L) |  |  | 2 | 22 |  | 50 | Industrial Carpet | continuously wetted | 60 | 2 |  | 0.26 | LR | 0.08 | 1.96 x SE |  |  |  | 5 | No damage | 0.28 | g | [7 empty] | carpet | 0.19649 | g/cm^2
USEPA 2011 Evaluating a Decontamition Technology Based on the Electrochemical Generation of Anolyte Solution against B. anthracis Spores |  | Liquid Spray | CFU | 50000000 |  |  | 14.25 | cm^2 | 0.001425 | m^2 | combined |  | 0.1 | 3000 | FAC ppm (FAC mg/L) |  |  | 2 | 22 |  | 50 | Decorative Lamite | continuously wetted | 60 | 2 | ≥ | 7.55 | LR | 0.23 | 1.96 x SE |  |  |  | 5 | No damage | 0.16 | g | [7 empty] | lamite | 0.11228 | g/cm^2 |  |  |  | 0 | 7.55
USEPA 2011 Evaluating a Decontamition Technology Based on the Electrochemical Generation of Anolyte Solution against B. anthracis Spores |  | Liquid Spray | CFU | 50000000 |  |  | 14.25 | cm^2 | 0.001425 | m^2 | combined |  | 0.1 | 3000 | FAC ppm (FAC mg/L) |  |  | 2 | 22 |  | 50 | Galvanized Metal | continuously wetted | 60 | 2 |  | 7.46 | LR | 0.72 | 1.96 x SE |  |  |  | 5 | No damage | 0.21 | g | [7 empty] | steel | 0.14737 | g/cm^2
USEPA 2011 Evaluating a Decontamition Technology Based on the Electrochemical Generation of Anolyte Solution against B. anthracis Spores |  | Liquid Spray | CFU | 50000000 |  |  | 14.25 | cm^2 | 0.001425 | m^2 | combined |  | 0.1 | 3000 | FAC ppm (FAC mg/L) |  |  | 2 | 22 |  | 50 | Painted Wallboard | continuously wetted | 60 | 1 |  | 2.18 | LR | 0.3 | 1.96 x SE |  |  |  | 5 | No damage | 0.17 | g | [7 empty] | wallboard | 0.1193 | g/cm^2
USEPA 2011 Evaluating a Decontamition Technology Based on the Electrochemical Generation of Anolyte Solution against B. anthracis Spores |  | Liquid Spray | CFU | 50000000 |  |  | 14.25 | cm^2 | 0.001425 | m^2 | combined |  | 0.1 | 3000 | FAC ppm (FAC mg/L) |  |  | 2 | 22 |  | 50 | Bare Pine Wood | continuously wetted | 60 | 1 |  | 0.68 | LR | 0.19 | 1.96 x SE |  |  |  | 5 | No damage | 0.28 | g | [7 empty] | bare wood | 0.19649 | g/cm^2
USEPA 2011 Evaluating a Decontamition Technology Based on the Electrochemical Generation of Anolyte Solution against B. anthracis Spores |  | Liquid Spray | CFU | 50000000 |  |  | 14.25 | cm^2 | 0.001425 | m^2 | combined |  | 0.1 | 3000 | FAC ppm (FAC mg/L) |  |  | 2 | 22 |  | 50 | Glass | continuously wetted | 60 | 1 | ≥ | 7.83 | LR | 7.0000000000000007E-2 | 1.96 x SE |  |  |  | 5 | No damage | 0.15 | g | [7 empty] | glass | 0.10526 | g/cm^2 |  |  |  | 0 | 7.83
USEPA 2011 Evaluating a Decontamition Technology Based on the Electrochemical Generation of Anolyte Solution against B. anthracis Spores |  | Liquid Spray | CFU | 50000000 |  |  | 14.25 | cm^2 | 0.001425 | m^2 | combined |  | 0.1 | 3000 | FAC ppm (FAC mg/L) |  |  | 2 | 22 |  | 50 | Industrial Carpet | continuously wetted | 60 | 2 |  | 0.21 | LR | 0.06 | 1.96 x SE |  |  |  | 5 | No damage | 0.28 | g | [7 empty] | carpet | 0.19649 | g/cm^2
USEPA 2011 Evaluating a Decontamition Technology Based on the Electrochemical Generation of Anolyte Solution against B. anthracis Spores |  | Liquid Spray | CFU | 50000000 |  |  | 14.25 | cm^2 | 0.001425 | m^2 | combined |  | 0.1 | 3000 | FAC ppm (FAC mg/L) |  |  | 2 | 22 |  | 50 | Decorative Lamite | continuously wetted | 60 | 2 | ≥ | 7.57 | LR | 0.06 | 1.96 x SE |  |  |  | 5 | No damage | 0.16 | g | [7 empty] | lamite | 0.11228 | g/cm^2 |  |  |  | 0 | 7.57
USEPA 2011 Evaluating a Decontamition Technology Based on the Electrochemical Generation of Anolyte Solution against B. anthracis Spores |  | Liquid Spray | CFU | 50000000 |  |  | 14.25 | cm^2 | 0.001425 | m^2 | combined |  | 0.1 | 3000 | FAC ppm (FAC mg/L) |  |  | 2 | 22 |  | 50 | Galvanized Metal | continuously wetted | 60 | 2 | ≥ | 7.79 | LR | 0.04 | 1.96 x SE |  |  |  | 5 | No damage | 0.21 | g | [7 empty] | steel | 0.14737 | g/cm^2 |  |  |  | 0 | 7.79
USEPA 2011 Evaluating a Decontamition Technology Based on the Electrochemical Generation of Anolyte Solution against B. anthracis Spores |  | Liquid Spray | CFU | 50000000 |  |  | 14.25 | cm^2 | 0.001425 | m^2 | combined |  | 0.1 | 3000 | FAC ppm (FAC mg/L) |  |  | 2 | 22 |  | 50 | Painted Wallboard | continuously wetted | 60 | 2 |  | 2.51 | LR | 0.25 | 1.96 x SE |  |  |  | 5 | No damage | 0.17 | g | [7 empty] | wallboard | 0.1193 | g/cm^2
USEPA 2011 Evaluating a Decontamition Technology Based on the Electrochemical Generation of Anolyte Solution against B. anthracis Spores |  | Liquid Spray | CFU | 50000000 |  |  | 14.25 | cm^2 | 0.001425 | m^2 | combined |  | 0.1 | 3000 | FAC ppm (FAC mg/L) |  |  | 2 | 22 |  | 50 | Bare Pine Wood | continuously wetted | 60 |  |  | 0.47 | LR | 0.09 | 1.96 x SE |  |  |  | 5 | No damage | 0.28 | g | [7 empty] | bare wood | 0.19649 | g/cm^2
USEPA 2011 Evaluating a Decontamition Technology Based on the Electrochemical Generation of Anolyte Solution against B. anthracis Spores |  | Liquid Spray | CFU | 50000000 |  |  | 14.25 | cm^2 | 0.001425 | m^2 | combined |  | 0.1 | 3000 | FAC ppm (FAC mg/L) |  |  | 2 | 22 |  | 50 | Glass | continuously wetted | 60 |  | ≥ | 7.75 | LR | 0.04 | 1.96 x SE |  |  |  | 5 | No damage | 0.15 | g | [7 empty] | glass | 0.10526 | g/cm^2 |  |  |  | 0 | 7.75
USEPA 2011 Evaluating a Decontamition Technology Based on the Electrochemical Generation of Anolyte Solution against B. anthracis Spores |  | Liquid Spray | CFU | 50000000 |  |  | 14.25 | cm^2 | 0.001425 | m^2 | combined |  | 0.1 | 3000 | FAC ppm (FAC mg/L) |  |  | 2 | 22 |  | 50 | Industrial Carpet | continuously wetted | 60 |  |  | 0.31 | LR | 0.06 | 1.96 x SE |  |  |  | 5 | No damage | 0.22 | g | [7 empty] | carpet | 0.15439 | g/cm^2
USEPA 2011 Evaluating a Decontamition Technology Based on the Electrochemical Generation of Anolyte Solution against B. anthracis Spores |  | Liquid Spray | CFU | 50000000 |  |  | 14.25 | cm^2 | 0.001425 | m^2 | combined |  | 0.1 | 3000 | FAC ppm (FAC mg/L) |  |  | 2 | 22 |  | 50 | Decorative Lamite | continuously wetted | 60 |  | ≥ | 7.28 | LR | 0.74 | 1.96 x SE |  |  |  | 5 | No damage | 0.16 | g | [7 empty] | lamite | 0.11228 | g/cm^2 |  |  |  | 0 | 7.28
USEPA 2011 Evaluating a Decontamition Technology Based on the Electrochemical Generation of Anolyte Solution against B. anthracis Spores |  | Liquid Spray | CFU | 50000000 |  |  | 14.25 | cm^2 | 0.001425 | m^2 | combined |  | 0.1 | 3000 | FAC ppm (FAC mg/L) |  |  | 2 | 22 |  | 50 | Galvanized Metal | continuously wetted | 60 |  |  | 7.61 | LR | 0.6 | 1.96 x SE |  |  |  | 5 | No damage | 0.18 | g | [7 empty] | steel | 0.12632 | g/cm^2
USEPA 2011 Evaluating a Decontamition Technology Based on the Electrochemical Generation of Anolyte Solution against B. anthracis Spores |  | Liquid Spray | CFU | 50000000 |  |  | 14.25 | cm^2 | 0.001425 | m^2 | combined |  | 0.1 | 3000 | FAC ppm (FAC mg/L) |  |  | 2 | 22 |  | 50 | Painted Wallboard | continuously wetted | 60 |  |  | 2.62 | LR | 0.64 | 1.96 x SE |  |  |  | 5 | No damage | 0.18 | g | [7 empty] | wallboard | 0.12632 | g/cm^2
USEPA 2011 Evaluating a Decontamition Technology Based on the Electrochemical Generation of Anolyte Solution against B. anthracis Spores |  | Liquid Spray | CFU | 50000000 |  |  | 14.25 | cm^2 | 0.001425 | m^2 | combined |  | 0.1 | 3000 | FAC ppm (FAC mg/L) |  |  | 2 | 22 |  | 50 | Bare Pine Wood | continuously wetted | 60 |  |  | 1.02 | LR | 0.23 | 1.96 x SE |  |  |  | 5 | No damage | 0.28 | g | [7 empty] | bare wood | 0.19649 | g/cm^2
USEPA 2011 Evaluating a Decontamition Technology Based on the Electrochemical Generation of Anolyte Solution against B. anthracis Spores |  | Liquid Spray | CFU | 50000000 |  |  | 14.25 | cm^2 | 0.001425 | m^2 | combined |  | 0.1 | 3000 | FAC ppm (FAC mg/L) |  |  | 2 | 22 |  | 50 | Glass | continuously wetted | 60 |  | ≥ | 7.93 | LR | 0.04 | 1.96 x SE |  |  |  | 5 | No damage | 0.29 | g | [7 empty] | glass | 0.20351 | g/cm^2 |  |  |  | 0 | 7.93
USEPA 2011 Evaluating a Decontamition Technology Based on the Electrochemical Generation of Anolyte Solution against B. anthracis Spores |  | Liquid Spray | CFU | 50000000 |  |  | 14.25 | cm^2 | 0.001425 | m^2 | combined |  | 0.1 | 3000 | FAC ppm (FAC mg/L) |  |  | 2 | 22 |  | 50 | Industrial Carpet | continuously wetted | 60 |  |  | 0.61 | LR | 0.13 | 1.96 x SE |  |  |  | 5 | No damage | 0.22 | g | [7 empty] | carpet | 0.15439 | g/cm^2
USEPA 2011 Evaluating a Decontamition Technology Based on the Electrochemical Generation of Anolyte Solution against B. anthracis Spores |  | Liquid Spray | CFU | 50000000 |  |  | 14.25 | cm^2 | 0.001425 | m^2 | combined |  | 0.1 | 3000 | FAC ppm (FAC mg/L) |  |  | 2 | 22 |  | 50 | Decorative Lamite | continuously wetted | 60 |  | ≥ | 6.91 | LR | 0.16 | 1.96 x SE |  |  |  | 5 | No damage | 0.16 | g | [7 empty] | lamite | 0.11228 | g/cm^2 |  |  |  | 0 | 6.91
USEPA 2011 Evaluating a Decontamition Technology Based on the Electrochemical Generation of Anolyte Solution against B. anthracis Spores |  | Liquid Spray | CFU | 50000000 |  |  | 14.25 | cm^2 | 0.001425 | m^2 | combined |  | 0.1 | 3000 | FAC ppm (FAC mg/L) |  |  | 2 | 22 |  | 50 | Galvanized Metal | continuously wetted | 60 |  | ≥ | 7.98 | LR | 0.05 | 1.96 x SE |  |  |  | 5 | No damage | 0.18 | g | [7 empty] | steel | 0.12632 | g/cm^2 |  |  |  | 0 | 7.98
USEPA 2011 Evaluating a Decontamition Technology Based on the Electrochemical Generation of Anolyte Solution against B. anthracis Spores |  | Liquid Spray | CFU | 50000000 |  |  | 14.25 | cm^2 | 0.001425 | m^2 | combined |  | 0.1 | 3000 | FAC ppm (FAC mg/L) |  |  | 2 | 22 |  | 50 | Painted Wallboard | continuously wetted | 60 |  |  | 3.01 | LR | 0.08 | 1.96 x SE |  |  |  | 5 | No damage | 0.18 | g | [7 empty] | wallboard | 0.12632 | g/cm^2
USEPA 2011 Evaluating a Decontamition Technology Based on the Electrochemical Generation of Anolyte Solution against B. anthracis Spores |  | Liquid Spray | CFU | 50000000 |  |  | 14.25 | cm^2 | 0.001425 | m^2 | combined |  | 0.1 | 3000 | FAC ppm (FAC mg/L) |  |  | 2 | 22 |  | 50 | Bare Pine Wood | continuously wetted | 60 |  |  | 0.67 | LR | 0.25 | 1.96 x SE |  |  |  | 5 | No damage | 0.28 | g | [7 empty] | bare wood | 0.19649 | g/cm^2
USEPA 2011 Evaluating a Decontamition Technology Based on the Electrochemical Generation of Anolyte Solution against B. anthracis Spores |  | Liquid Spray | CFU | 50000000 |  |  | 14.25 | cm^2 | 0.001425 | m^2 | combined |  | 0.1 | 3000 | FAC ppm (FAC mg/L) |  |  | 2 | 22 |  | 50 | Glass | continuously wetted | 60 |  | ≥ | 7.85 | LR | 0.11 | 1.96 x SE |  |  |  | 5 | No damage | 0.29 | g | [7 empty] | glass | 0.20351 | g/cm^2 |  |  |  | 0 | 7.85
USEPA 2011 Evaluating a Decontamition Technology Based on the Electrochemical Generation of Anolyte Solution against B. anthracis Spores |  | Liquid Spray | CFU | 50000000 |  |  | 14.25 | cm^2 | 0.001425 | m^2 | combined |  | 0.1 | 3500 | FAC ppm (FAC mg/L) |  |  | 2 | 22 |  | 50 | Industrial Carpet | continuously wetted | 60 |  |  | 0.3 | LR | 0.08 | 1.96 x SE |  |  |  | 5 | No damage | 0.25 | g | [7 empty] | carpet | 0.17544 | g/cm^2
USEPA 2011 Evaluating a Decontamition Technology Based on the Electrochemical Generation of Anolyte Solution against B. anthracis Spores |  | Liquid Spray | CFU | 50000000 |  |  | 14.25 | cm^2 | 0.001425 | m^2 | combined |  | 0.1 | 3500 | FAC ppm (FAC mg/L) |  |  | 2 | 22 |  | 50 | Decorative Lamite | continuously wetted | 60 |  |  | 4.88 | LR | 2.0499999999999998 | 1.96 x SE |  |  |  | 5 | No damage | 0.18 | g | [7 empty] | lamite | 0.12632 | g/cm^2
USEPA 2011 Evaluating a Decontamition Technology Based on the Electrochemical Generation of Anolyte Solution against B. anthracis Spores |  | Liquid Spray | CFU | 50000000 |  |  | 14.25 | cm^2 | 0.001425 | m^2 | combined |  | 0.1 | 3500 | FAC ppm (FAC mg/L) |  |  | 2 | 22 |  | 50 | Galvanized Metal | continuously wetted | 60 |  |  | 7.6 | LR | 0.6 | 1.96 x SE |  |  |  | 5 | No damage | 0.3 | g | [7 empty] | steel | 0.21053 | g/cm^2
USEPA 2011 Evaluating a Decontamition Technology Based on the Electrochemical Generation of Anolyte Solution against B. anthracis Spores |  | Liquid Spray | CFU | 50000000 |  |  | 14.25 | cm^2 | 0.001425 | m^2 | combined |  | 0.1 | 3500 | FAC ppm (FAC mg/L) |  |  | 2 | 22 |  | 50 | Painted Wallboard | continuously wetted | 60 |  |  | 2.43 | LR | 0.45 | 1.96 x SE |  |  |  | 5 | No damage | 0.32 | g | [7 empty] | wallboard | 0.22456 | g/cm^2
USEPA 2011 Evaluating a Decontamition Technology Based on the Electrochemical Generation of Anolyte Solution against B. anthracis Spores |  | Liquid Spray | CFU | 50000000 |  |  | 14.25 | cm^2 | 0.001425 | m^2 | combined |  | 0.1 | 3500 | FAC ppm (FAC mg/L) |  |  | 2 | 22 |  | 50 | Bare Pine Wood | continuously wetted | 60 |  |  | 0.81 | LR | 0.15 | 1.96 x SE |  |  |  | 5 | No damage | 0.32 | g | [7 empty] | bare wood | 0.22456 | g/cm^2
USEPA 2011 Evaluating a Decontamition Technology Based on the Electrochemical Generation of Anolyte Solution against B. anthracis Spores |  | Liquid Spray | CFU | 50000000 |  |  | 14.25 | cm^2 | 0.001425 | m^2 | combined |  | 0.1 | 3500 | FAC ppm (FAC mg/L) |  |  | 2 | 22 |  | 50 | Glass | continuously wetted | 60 |  | ≥ | 7.62 | LR | 0.6 | 1.96 x SE |  |  |  | 5 | No damage | 0.32 | g | [7 empty] | glass | 0.22456 | g/cm^2 |  |  |  | 0 | 7.62
USEPA 2011 Evaluating a Decontamition Technology Based on the Electrochemical Generation of Anolyte Solution against B. anthracis Spores |  | Liquid Spray | CFU | 50000000 |  |  | 14.25 | cm^2 | 0.001425 | m^2 | combined |  | 0.1 | 3500 | FAC ppm (FAC mg/L) |  |  | 2 | 22 |  | 50 | Industrial Carpet | continuously wetted | 60 |  |  | 0.65 | LR | 0.12 | 1.96 x SE |  |  |  | 5 | No damage | 0.25 | g | [7 empty] | carpet | 0.17544 | g/cm^2
USEPA 2011 Evaluating a Decontamition Technology Based on the Electrochemical Generation of Anolyte Solution against B. anthracis Spores |  | Liquid Spray | CFU | 50000000 |  |  | 14.25 | cm^2 | 0.001425 | m^2 | combined |  | 0.1 | 3500 | FAC ppm (FAC mg/L) |  |  | 2 | 22 |  | 50 | Decorative Lamite | continuously wetted | 60 |  |  | 6.12 | LR | 0.86 | 1.96 x SE |  |  |  | 5 | No damage | 0.18 | g | [7 empty] | lamite | 0.12632 | g/cm^2
USEPA 2011 Evaluating a Decontamition Technology Based on the Electrochemical Generation of Anolyte Solution against B. anthracis Spores |  | Liquid Spray | CFU | 50000000 |  |  | 14.25 | cm^2 | 0.001425 | m^2 | combined |  | 0.1 | 3500 | FAC ppm (FAC mg/L) |  |  | 2 | 22 |  | 50 | Galvanized Metal | continuously wetted | 60 |  |  | 7.06 | LR | 0.87 | 1.96 x SE |  |  |  | 5 | No damage | 0.3 | g | [7 empty] | steel | 0.21053 | g/cm^2
USEPA 2011 Evaluating a Decontamition Technology Based on the Electrochemical Generation of Anolyte Solution against B. anthracis Spores |  | Liquid Spray | CFU | 50000000 |  |  | 14.25 | cm^2 | 0.001425 | m^2 | combined |  | 0.1 | 3500 | FAC ppm (FAC mg/L) |  |  | 2 | 22 |  | 50 | Painted Wallboard | continuously wetted | 60 |  |  | 2.56 | LR | 0.47 | 1.96 x SE |  |  |  | 5 | No damage | 0.32 | g | [7 empty] | wallboard | 0.22456 | g/cm^2
USEPA 2011 Evaluating a Decontamition Technology Based on the Electrochemical Generation of Anolyte Solution against B. anthracis Spores |  | Liquid Spray | CFU | 50000000 |  |  | 14.25 | cm^2 | 0.001425 | m^2 | combined |  | 0.1 | 3500 | FAC ppm (FAC mg/L) |  |  | 2 | 22 |  | 50 | Bare Pine Wood | continuously wetted | 60 |  |  | 0.54 | LR | 0.43 | 1.96 x SE |  |  |  | 5 | No damage | 0.32 | g | [7 empty] | bare wood | 0.22456 | g/cm^2
USEPA 2011 Evaluating a Decontamition Technology Based on the Electrochemical Generation of Anolyte Solution against B. anthracis Spores |  | Liquid Spray | CFU | 50000000 |  |  | 14.25 | cm^2 | 0.001425 | m^2 | combined |  | 0.1 | 3500 | FAC ppm (FAC mg/L) |  |  | 2 | 22 |  | 50 | Glass | continuously wetted | 60 |  | ≥ | 7.71 | LR | 0.19 | 1.96 x SE |  |  |  | 5 | No damage | 0.32 | g | [7 empty] | glass | 0.22456 | g/cm^2 |  |  |  | 0 | 7.71
USEPA 2011 Evaluating a Decontamition Technology Based on the Electrochemical Generation of Anolyte Solution against B. anthracis Spores |  | Liquid Spray | CFU | 50000000 |  |  | 14.25 | cm^2 | 0.001425 | m^2 | combined |  | 0.1 | 3500 | FAC ppm (FAC mg/L) |  |  | 2 | 22 |  | 50 | Industrial Carpet | continuously wetted | 120 |  |  | 0.6 | LR | 0.18 | 1.96 x SE |  |  |  | 5 | No damage | 0.75 | g | [7 empty] | carpet | 0.52632 | g/cm^2
USEPA 2011 Evaluating a Decontamition Technology Based on the Electrochemical Generation of Anolyte Solution against B. anthracis Spores |  | Liquid Spray | CFU | 50000000 |  |  | 14.25 | cm^2 | 0.001425 | m^2 | combined |  | 0.1 | 3500 | FAC ppm (FAC mg/L) |  |  | 2 | 22 |  | 50 | Decorative Lamite | continuously wetted | 120 |  | ≥ | 7.5 | LR | 0.23 | 1.96 x SE |  |  |  | 5 | No damage | 0.56 | g | [7 empty] | lamite | 0.39298 | g/cm^2 |  |  |  | 0 | 7.5
USEPA 2011 Evaluating a Decontamition Technology Based on the Electrochemical Generation of Anolyte Solution against B. anthracis Spores |  | Liquid Spray | CFU | 50000000 |  |  | 14.25 | cm^2 | 0.001425 | m^2 | combined |  | 0.1 | 3500 | FAC ppm (FAC mg/L) |  |  | 2 | 22 |  | 50 | Galvanized Metal | continuously wetted | 120 |  | ≥ | 7.81 | LR | 0.04 | 1.96 x SE |  |  |  | 5 | No damage | 0.43 | g | [7 empty] | steel | 0.30175 | g/cm^2 |  |  |  | 0 | 7.81
USEPA 2011 Evaluating a Decontamition Technology Based on the Electrochemical Generation of Anolyte Solution against B. anthracis Spores |  | Liquid Spray | CFU | 50000000 |  |  | 14.25 | cm^2 | 0.001425 | m^2 | combined |  | 0.1 | 3500 | FAC ppm (FAC mg/L) |  |  | 2 | 22 |  | 50 | Painted Wallboard | continuously wetted | 120 |  |  | 2.37 | LR | 0.7 | 1.96 x SE |  |  |  | 5 | No damage | 0.42 | g | [7 empty] | wallboard | 0.29474 | g/cm^2
USEPA 2011 Evaluating a Decontamition Technology Based on the Electrochemical Generation of Anolyte Solution against B. anthracis Spores |  | Liquid Spray | CFU | 50000000 |  |  | 14.25 | cm^2 | 0.001425 | m^2 | combined |  | 0.1 | 3500 | FAC ppm (FAC mg/L) |  |  | 2 | 22 |  | 50 | Bare Pine Wood | continuously wetted | 120 |  |  | 0.89 | LR | 0.37 | 1.96 x SE |  |  |  | 5 | No damage | 0.65 | g | [7 empty] | bare wood | 0.45614 | g/cm^2
USEPA 2011 Evaluating a Decontamition Technology Based on the Electrochemical Generation of Anolyte Solution against B. anthracis Spores |  | Liquid Spray | CFU | 50000000 |  |  | 14.25 | cm^2 | 0.001425 | m^2 | combined |  | 0.1 | 3500 | FAC ppm (FAC mg/L) |  |  | 2 | 22 |  | 50 | Glass | continuously wetted | 120 |  | ≥ | 7.87 | LR | 0.02 | 1.96 x SE |  |  |  | 5 | No damage | 0.58 | g | [7 empty] | glass | 0.40702 | g/cm^2 |  |  |  | 0 | 7.87
USEPA 2011 Evaluating a Decontamition Technology Based on the Electrochemical Generation of Anolyte Solution against B. anthracis Spores |  | Liquid Spray | CFU | 50000000 |  |  | 14.25 | cm^2 | 0.001425 | m^2 | combined |  | 0.1 | 3500 | FAC ppm (FAC mg/L) |  |  | 2 | 22 |  | 50 | Industrial Carpet | continuously wetted | 120 |  |  | 0.97 | LR | 0.09 | 1.96 x SE |  |  |  | 5 | No damage | 0.75 | g | [7 empty] | carpet | 0.52632 | g/cm^2
USEPA 2011 Evaluating a Decontamition Technology Based on the Electrochemical Generation of Anolyte Solution against B. anthracis Spores |  | Liquid Spray | CFU | 50000000 |  |  | 14.25 | cm^2 | 0.001425 | m^2 | combined |  | 0.1 | 3500 | FAC ppm (FAC mg/L) |  |  | 2 | 22 |  | 50 | Decorative Lamite | continuously wetted | 120 |  | ≥ | 7.62 | LR | 0.02 | 1.96 x SE |  |  |  | 5 | No damage | 0.56 | g | [7 empty] | lamite | 0.39298 | g/cm^2 |  |  |  | 0 | 7.62
USEPA 2011 Evaluating a Decontamition Technology Based on the Electrochemical Generation of Anolyte Solution against B. anthracis Spores |  | Liquid Spray | CFU | 50000000 |  |  | 14.25 | cm^2 | 0.001425 | m^2 | combined |  | 0.1 | 3500 | FAC ppm (FAC mg/L) |  |  | 2 | 22 |  | 50 | Galvanized Metal | continuously wetted | 120 |  | ≥ | 7.6 | LR | 0.05 | 1.96 x SE |  |  |  | 5 | No damage | 0.43 | g | [7 empty] | steel | 0.30175 | g/cm^2 |  |  |  | 0 | 7.6
USEPA 2011 Evaluating a Decontamition Technology Based on the Electrochemical Generation of Anolyte Solution against B. anthracis Spores |  | Liquid Spray | CFU | 50000000 |  |  | 14.25 | cm^2 | 0.001425 | m^2 | combined |  | 0.1 | 3500 | FAC ppm (FAC mg/L) |  |  | 2 | 22 |  | 50 | Painted Wallboard | continuously wetted | 120 |  |  | 2.44 | LR | 0.55000000000000004 | 1.96 x SE |  |  |  | 5 | No damage | 0.42 | g | [7 empty] | wallboard | 0.29474 | g/cm^2
USEPA 2011 Evaluating a Decontamition Technology Based on the Electrochemical Generation of Anolyte Solution against B. anthracis Spores |  | Liquid Spray | CFU | 50000000 |  |  | 14.25 | cm^2 | 0.001425 | m^2 | combined |  | 0.1 | 3500 | FAC ppm (FAC mg/L) |  |  | 2 | 22 |  | 50 | Bare Pine Wood | continuously wetted | 120 |  |  | 0.76 | LR | 0.5 | 1.96 x SE |  |  |  | 5 | No damage | 0.65 | g | [7 empty] | bare wood | 0.45614 | g/cm^2
USEPA 2011 Evaluating a Decontamition Technology Based on the Electrochemical Generation of Anolyte Solution against B. anthracis Spores |  | Liquid Spray | CFU | 50000000 |  |  | 14.25 | cm^2 | 0.001425 | m^2 | combined |  | 0.1 | 3500 | FAC ppm (FAC mg/L) |  |  | 2 | 22 |  | 50 | Glass | continuously wetted | 120 |  | ≥ | 7.66 | LR | 0.08 | 1.96 x SE |  |  |  | 5 | No damage | 0.58 | g | [7 empty] | glass | 0.40702 | g/cm^2 |  |  |  | 0 | 7.66
USEPA 2011 Evaluating a Decontamition Technology Based on the Electrochemical Generation of Anolyte Solution against B. anthracis Spores |  | Liquid Spray | CFU | 50000000 |  |  | 14.25 | cm^2 | 0.001425 | m^2 | combined |  | 0.1 | 3500 | FAC ppm (FAC mg/L) |  |  | 2 | 22 |  | 50 | Industrial Carpet | continuously wetted | 120 |  |  | 0.45 | LR | 0.17 | 1.96 x SE |  |  |  | 5 | No damage | 0.75 | g | [7 empty] | carpet | 0.52632 | g/cm^2
USEPA 2011 Evaluating a Decontamition Technology Based on the Electrochemical Generation of Anolyte Solution against B. anthracis Spores |  | Liquid Spray | CFU | 50000000 |  |  | 14.25 | cm^2 | 0.001425 | m^2 | combined |  | 0.1 | 3500 | FAC ppm (FAC mg/L) |  |  | 2 | 22 |  | 50 | Decorative Lamite | continuously wetted | 120 |  | ≥ | 7.6 | LR | 0.05 | 1.96 x SE |  |  |  | 5 | No damage | 0.56 | g | [7 empty] | lamite | 0.39298 | g/cm^2 |  |  |  | 0 | 7.6
USEPA 2011 Evaluating a Decontamition Technology Based on the Electrochemical Generation of Anolyte Solution against B. anthracis Spores |  | Liquid Spray | CFU | 50000000 |  |  | 14.25 | cm^2 | 0.001425 | m^2 | combined |  | 0.1 | 3500 | FAC ppm (FAC mg/L) |  |  | 2 | 22 |  | 50 | Galvanized Metal | continuously wetted | 120 |  | ≥ | 7.68 | LR | 0.1 | 1.96 x SE |  |  |  | 5 | No damage | 0.43 | g | [7 empty] | steel | 0.30175 | g/cm^2 |  |  |  | 0 | 7.68
USEPA 2011 Evaluating a Decontamition Technology Based on the Electrochemical Generation of Anolyte Solution against B. anthracis Spores |  | Liquid Spray | CFU | 50000000 |  |  | 14.25 | cm^2 | 0.001425 | m^2 | combined |  | 0.1 | 3500 | FAC ppm (FAC mg/L) |  |  | 2 | 22 |  | 50 | Painted Wallboard | continuously wetted | 120 |  |  | 3.47 | LR | 0.26 | 1.96 x SE |  |  |  | 5 | No damage | 0.42 | g | [7 empty] | wallboard | 0.29474 | g/cm^2
USEPA 2011 Evaluating a Decontamition Technology Based on the Electrochemical Generation of Anolyte Solution against B. anthracis Spores |  | Liquid Spray | CFU | 50000000 |  |  | 14.25 | cm^2 | 0.001425 | m^2 | combined |  | 0.1 | 3500 | FAC ppm (FAC mg/L) |  |  | 2 | 22 |  | 50 | Bare Pine Wood | continuously wetted | 120 |  |  | 0.97 | LR | 0.42 | 1.96 x SE |  |  |  | 5 | No damage | 0.65 | g | [7 empty] | bare wood | 0.45614 | g/cm^2
USEPA 2011 Evaluating a Decontamition Technology Based on the Electrochemical Generation of Anolyte Solution against B. anthracis Spores |  | Liquid Spray | CFU | 50000000 |  |  | 14.25 | cm^2 | 0.001425 | m^2 | combined |  | 0.1 | 3500 | FAC ppm (FAC mg/L) |  |  | 2 | 22 |  | 50 | Glass | continuously wetted | 120 |  | ≥ | 7.73 | LR | 0.13 | 1.96 x SE |  |  |  | 5 | No damage | 0.58 | g | [7 empty] | glass | 0.40702 | g/cm^2 |  |  |  | 0 | 7.73
USEPA 2011 Evaluating a Decontamition Technology Based on the Electrochemical Generation of Anolyte Solution against B. anthracis Spores |  | Liquid Spray | CFU | 50000000 |  |  | 14.25 | cm^2 | 0.001425 | m^2 | combined |  | 0.1 | 3500 | FAC ppm (FAC mg/L) |  |  | 2 | 22 |  | 50 | Industrial Carpet | continuously wetted | 120 |  |  | 0.84 | LR | 0.09 | 1.96 x SE |  |  |  | 5 | No damage | 0.75 | g | [7 empty] | carpet | 0.52632 | g/cm^2
USEPA 2011 Evaluating a Decontamition Technology Based on the Electrochemical Generation of Anolyte Solution against B. anthracis Spores |  | Liquid Spray | CFU | 50000000 |  |  | 14.25 | cm^2 | 0.001425 | m^2 | combined |  | 0.1 | 3500 | FAC ppm (FAC mg/L) |  |  | 2 | 22 |  | 50 | Decorative Lamite | continuously wetted | 120 |  | ≥ | 7.54 | LR | 7.0000000000000007E-2 | 1.96 x SE |  |  |  | 5 | No damage | 0.56 | g | [7 empty] | lamite | 0.39298 | g/cm^2 |  |  |  | 0 | 7.54
USEPA 2011 Evaluating a Decontamition Technology Based on the Electrochemical Generation of Anolyte Solution against B. anthracis Spores |  | Liquid Spray | CFU | 50000000 |  |  | 14.25 | cm^2 | 0.001425 | m^2 | combined |  | 0.1 | 3500 | FAC ppm (FAC mg/L) |  |  | 2 | 22 |  | 50 | Galvanized Metal | continuously wetted | 120 |  | ≥ | 7.6 | LR | 0.04 | 1.96 x SE |  |  |  | 5 | No damage | 0.43 | g | [7 empty] | steel | 0.30175 | g/cm^2 |  |  |  | 0 | 7.6
USEPA 2011 Evaluating a Decontamition Technology Based on the Electrochemical Generation of Anolyte Solution against B. anthracis Spores |  | Liquid Spray | CFU | 50000000 |  |  | 14.25 | cm^2 | 0.001425 | m^2 | combined |  | 0.1 | 3500 | FAC ppm (FAC mg/L) |  |  | 2 | 22 |  | 50 | Painted Wallboard | continuously wetted | 120 |  |  | 3.45 | LR | 0.64 | 1.96 x SE |  |  |  | 5 | No damage | 0.42 | g | [7 empty] | wallboard | 0.29474 | g/cm^2
USEPA 2011 Evaluating a Decontamition Technology Based on the Electrochemical Generation of Anolyte Solution against B. anthracis Spores |  | Liquid Spray | CFU | 50000000 |  |  | 14.25 | cm^2 | 0.001425 | m^2 | combined |  | 0.1 | 3500 | FAC ppm (FAC mg/L) |  |  | 2 | 22 |  | 50 | Bare Pine Wood | continuously wetted | 120 |  |  | 0.67 | LR | 0.39 | 1.96 x SE |  |  |  | 5 | No damage | 0.65 | g | [7 empty] | bare wood | 0.45614 | g/cm^2
USEPA 2011 Evaluating a Decontamition Technology Based on the Electrochemical Generation of Anolyte Solution against B. anthracis Spores |  | Liquid Spray | CFU | 50000000 |  |  | 14.25 | cm^2 | 0.001425 | m^2 | combined |  | 0.1 | 3500 | FAC ppm (FAC mg/L) |  |  | 2 | 22 |  | 50 | Glass | continuously wetted | 120 |  | ≥ | 7.6 | LR | 0.04 | 1.96 x SE |  |  |  | 5 | No damage | 0.58 | g | [7 empty] | glass | 0.40702 | g/cm^2 |  |  |  | 0 | 7.6
USEPA 2012 Decontamition of Indoor and Outdoor Materials with Aqueous Chlorine Dioxide Solutions |  | Liquid Spray | CFU | 50000000 |  |  | 14.25 | cm^2 | 0.001425 | m^2 | combined |  | 0.1 | 3000 | ppm |  |  | 2 | 22 |  | 50 | galvanized metal | time till neutralization | 60 |  |  | 7.08 | LR | 0.82 | 1.96 x SE |  |  |  | 5 | No damage | 0.38 | g | [7 empty] | steel | 0.26667 | g/cm^2
USEPA 2012 Decontamition of Indoor and Outdoor Materials with Aqueous Chlorine Dioxide Solutions |  | Liquid Spray | CFU | 50000000 |  |  | 14.25 | cm^2 | 0.001425 | m^2 | combined |  | 0.1 | 3000 | ppm |  |  | 2 | 22 |  | 50 | galvanized metal | time till neutralization | 60 |  | ≥ | 7.89 | LR | 0.03 | 1.96 x SE |  |  |  | 5 | No damage | 0.52 | g | [7 empty] | steel | 0.36491 | g/cm^2 |  |  |  | 0 | 7.89
USEPA 2012 Decontamition of Indoor and Outdoor Materials with Aqueous Chlorine Dioxide Solutions |  | Liquid Spray | CFU | 50000000 |  |  | 14.25 | cm^2 | 0.001425 | m^2 | combined |  | 0.1 | 1500 | ppm |  |  | 2 | 22 |  | 50 | galvanized metal | time till neutralization | 60 |  |  | 5.99 | LR | 0.99 | 1.96 x SE |  |  |  | 5 | No damage | 0.61 | g | [7 empty] | steel | 0.42807 | g/cm^2
USEPA 2012 Decontamition of Indoor and Outdoor Materials with Aqueous Chlorine Dioxide Solutions |  | Liquid Spray | CFU | 50000000 |  |  | 14.25 | cm^2 | 0.001425 | m^2 | combined |  | 0.1 | 2000 | ppm |  |  | 2 | 22 |  | 50 | galvanized metal | time till neutralization | 60 |  |  | 7.12 | LR | 1.5 | 1.96 x SE |  |  |  | 5 | No damage | 0.61 | g | [7 empty] | steel | 0.42807 | g/cm^2
USEPA 2012 Decontamition of Indoor and Outdoor Materials with Aqueous Chlorine Dioxide Solutions |  | Liquid Spray | CFU | 50000000 |  |  | 14.25 | cm^2 | 0.001425 | m^2 | combined |  | 0.1 | 3000 | ppm |  |  | 2 | 22 |  | 50 | galvanized metal | time till neutralization | 60 |  |  | 7.13 | LR | 0.74 | 1.96 x SE |  |  |  | 5 | No damage | 0.38 | g | [7 empty] | steel | 0.26667 | g/cm^2
USEPA 2012 Decontamition of Indoor and Outdoor Materials with Aqueous Chlorine Dioxide Solutions |  | Liquid Spray | CFU | 50000000 |  |  | 14.25 | cm^2 | 0.001425 | m^2 | combined |  | 0.1 | 3000 | ppm |  |  | 2 | 22 |  | 50 | galvanized metal | time till neutralization | 60 |  | ≥ | 7.7 | LR | 7.0000000000000007E-2 | 1.96 x SE |  |  |  | 5 | No damage | 0.52 | g | [7 empty] | steel | 0.36491 | g/cm^2 |  |  |  | 0 | 7.7
USEPA 2012 Decontamition of Indoor and Outdoor Materials with Aqueous Chlorine Dioxide Solutions |  | Liquid Spray | CFU | 50000000 |  |  | 14.25 | cm^2 | 0.001425 | m^2 | combined |  | 0.1 | 1500 | ppm |  |  | 2 | 22 |  | 50 | galvanized metal | time till neutralization | 60 |  |  | 0.76 | LR | 0.14000000000000001 | 1.96 x SE |  |  |  | 5 | No damage | 0.61 | g | [7 empty] | steel | 0.42807 | g/cm^2
USEPA 2012 Decontamition of Indoor and Outdoor Materials with Aqueous Chlorine Dioxide Solutions |  | Liquid Spray | CFU | 50000000 |  |  | 14.25 | cm^2 | 0.001425 | m^2 | combined |  | 0.1 | 2000 | ppm |  |  | 2 | 22 |  | 50 | galvanized metal | time till neutralization | 60 |  |  | 1.91 | LR | 0.4 | 1.96 x SE |  |  |  | 5 | No damage | 0.61 | g | [7 empty] | steel | 0.42807 | g/cm^2
USEPA 2012 Decontamition of Indoor and Outdoor Materials with Aqueous Chlorine Dioxide Solutions |  | Liquid Spray | CFU | 50000000 |  |  | 3.5 | cm^2 | 0.00035 | m^2 | combined |  | 0.1 | 3000 | ppm |  |  | 2 | 22 |  | 50 | Topsoil | time till neutralization | 60 |  |  | 0.24 | LR | 0.08 | 1.96 x SE |  |  |  | 5 | No damage | 0.52 | g | [7 empty] | soil | 1.4857 | g/cm^2
USEPA 2012 Decontamition of Indoor and Outdoor Materials with Aqueous Chlorine Dioxide Solutions |  | Liquid Spray | CFU | 50000000 |  |  | 14.25 | cm^2 | 0.001425 | m^2 | combined |  | 0.1 | 3000 | ppm |  |  | 2 | 22 |  | 50 | Glass | time till neutralization | 60 |  | ≥ | 7.86 | LR | 7.0000000000000007E-2 | 1.96 x SE |  |  |  | 5 | No damage | 0.52 | g | [7 empty] | glass | 0.36491 | g/cm^2 |  |  |  | 0 | 7.86
USEPA 2012 Decontamition of Indoor and Outdoor Materials with Aqueous Chlorine Dioxide Solutions |  | Liquid Spray | CFU | 50000000 |  |  | 14.25 | cm^2 | 0.001425 | m^2 | combined |  | 0.1 | 3000 | ppm |  |  | 2 | 22 |  | 50 | Treated Wood | time till neutralization | 60 |  |  | 2.41 | LR | 0.17 | 1.96 x SE |  |  |  | 5 | No damage | 0.52 | g | [7 empty] | wood | 0.36491 | g/cm^2
USEPA 2012 Decontamition of Indoor and Outdoor Materials with Aqueous Chlorine Dioxide Solutions |  | Liquid Spray | CFU | 50000000 |  |  | 14.25 | cm^2 | 0.001425 | m^2 | combined |  | 0.1 | 3000 | ppm |  |  | 2 | 22 |  | 50 | Industrial Carpet | time till neutralization | 60 |  |  | 3.4 | LR | 0.73 | 1.96 x SE |  |  |  | 5 | No damage | 0.52 | g | [7 empty] | carpet | 0.36491 | g/cm^2
USEPA 2012 Decontamition of Indoor and Outdoor Materials with Aqueous Chlorine Dioxide Solutions |  | Liquid Spray | CFU | 50000000 |  |  | 14.25 | cm^2 | 0.001425 | m^2 | combined |  | 0.1 | 3000 | ppm |  |  | 2 | 22 |  | 50 | Decorative Lamite | time till neutralization | 60 |  | ≥ | 7.84 | LR | 0.04 | 1.96 x SE |  |  |  | 5 | No damage | 0.52 | g | [7 empty] | lamite | 0.36491 | g/cm^2 |  |  |  | 0 | 7.84
USEPA 2012 Decontamition of Indoor and Outdoor Materials with Aqueous Chlorine Dioxide Solutions |  | Liquid Spray | CFU | 50000000 |  |  | 3.5 | cm^2 | 0.00035 | m^2 | combined |  | 0.1 | 3000 | ppm |  |  | 2 | 22 |  | 50 | Topsoil | time till neutralization | 60 |  |  | 0.09 | LR | 0.05 | 1.96 x SE |  |  |  | 5 | No damage | 0.52 | g | [7 empty] | soil | 1.4857 | g/cm^2
USEPA 2012 Decontamition of Indoor and Outdoor Materials with Aqueous Chlorine Dioxide Solutions |  | Liquid Spray | CFU | 50000000 |  |  | 14.25 | cm^2 | 0.001425 | m^2 | combined |  | 0.1 | 3000 | ppm |  |  | 2 | 22 |  | 50 | Glass | time till neutralization | 60 |  | ≥ | 7.88 | LR | 0.1 | 1.96 x SE |  |  |  | 5 | No damage | 0.52 | g | [7 empty] | glass | 0.36491 | g/cm^2 |  |  |  | 0 | 7.88
USEPA 2012 Decontamition of Indoor and Outdoor Materials with Aqueous Chlorine Dioxide Solutions |  | Liquid Spray | CFU | 50000000 |  |  | 14.25 | cm^2 | 0.001425 | m^2 | combined |  | 0.1 | 3000 | ppm |  |  | 2 | 22 |  | 50 | Treated Wood | time till neutralization | 60 |  |  | 1.43 | LR | 0.72 | 1.96 x SE |  |  |  | 5 | No damage | 0.52 | g | [7 empty] | wood | 0.36491 | g/cm^2
USEPA 2012 Decontamition of Indoor and Outdoor Materials with Aqueous Chlorine Dioxide Solutions |  | Liquid Spray | CFU | 50000000 |  |  | 14.25 | cm^2 | 0.001425 | m^2 | combined |  | 0.1 | 3000 | ppm |  |  | 2 | 22 |  | 50 | Industrial Carpet | time till neutralization | 60 |  |  | 4.08 | LR | 0.36 | 1.96 x SE |  |  |  | 5 | No damage | 0.52 | g | [7 empty] | carpet | 0.36491 | g/cm^2
USEPA 2012 Decontamition of Indoor and Outdoor Materials with Aqueous Chlorine Dioxide Solutions |  | Liquid Spray | CFU | 50000000 |  |  | 14.25 | cm^2 | 0.001425 | m^2 | combined |  | 0.1 | 3000 | ppm |  |  | 2 | 22 |  | 50 | Decorative Lamite | time till neutralization | 60 |  |  | 5.13 | LR | 1.5 | 1.96 x SE |  |  |  | 5 | No damage | 0.52 | g | [7 empty] | lamite | 0.36491 | g/cm^2
USEPA 2012 Decontamition of Indoor and Outdoor Materials with Aqueous Chlorine Dioxide Solutions |  | Liquid Spray | CFU | 50000000 |  |  | 14.25 | cm^2 | 0.001425 | m^2 | combined |  | 0.1 | 3000 | ppm |  |  | 2 | 22 |  | 50 | Industrial Carpet | time till neutralization | 60 |  |  | 7.12 | LR | 1.6 | 1.96 x SE |  |  |  | 5 | No damage | 0.61 | g | [7 empty] | carpet | 0.42807 | g/cm^2
USEPA 2012 Decontamition of Indoor and Outdoor Materials with Aqueous Chlorine Dioxide Solutions |  | Liquid Spray | CFU | 50000000 |  |  | 14.25 | cm^2 | 0.001425 | m^2 | combined |  | 0.1 | 3000 | ppm |  |  | 2 | 22 |  | 50 | Treated Wood | time till neutralization | 60 |  |  | 2.85 | LR | 0.38 | 1.96 x SE |  |  |  | 5 | No damage | 0.61 | g | [7 empty] | wood | 0.42807 | g/cm^2
USEPA 2012 Decontamition of Indoor and Outdoor Materials with Aqueous Chlorine Dioxide Solutions |  | Liquid Spray | CFU | 50000000 |  |  | 14.25 | cm^2 | 0.001425 | m^2 | combined |  | 0.1 | 3000 | ppm |  |  | 2 | 22 |  | 50 | Decorative lamite | time till neutralization | 60 |  |  | 7.16 | LR | 1.34 | 1.96 x SE |  |  |  | 5 | No damage | 0.61 | g | [7 empty] | lamite | 0.42807 | g/cm^2
USEPA 2012 Decontamition of Indoor and Outdoor Materials with Aqueous Chlorine Dioxide Solutions |  | Liquid Spray | CFU | 50000000 |  |  | 3 | cm^2 | 0.0003 | m^2 | combined |  | 0.1 | 3000 | ppm |  |  | 2 | 22 |  | 50 | Unpainted Concrete | time till neutralization | 60 |  |  | 6.13 | LR | 2.34 | 1.96 x SE |  |  |  | 5 | No damage | 0.61 | g | [7 empty] | concrete | 2.0333 | g/cm^2
USEPA 2012 Decontamition of Indoor and Outdoor Materials with Aqueous Chlorine Dioxide Solutions |  | Liquid Spray | CFU | 50000000 |  |  | 3.5 | cm^2 | 0.00035 | m^2 | combined |  | 0.1 | 3000 | ppm |  |  | 2 | 22 |  | 50 | Arizo Test Dust | time till neutralization | 60 |  |  | 0.12 | LR | 0.08 | 1.96 x SE |  |  |  | 5 | No damage | 0.61 | g | [8 empty] | 1.7429 | g/cm^2
USEPA 2012 Decontamition of Indoor and Outdoor Materials with Aqueous Chlorine Dioxide Solutions |  | Liquid Spray | CFU | 50000000 |  |  | 3.5 | cm^2 | 0.00035 | m^2 | combined |  | 0.1 | 3000 | ppm |  |  | 2 | 22 |  | 50 | Topsoil | time till neutralization | 60 |  |  | 0.05 | LR | 7.0000000000000007E-2 | 1.96 x SE |  |  |  | 5 | No damage | 0.61 | g | [7 empty] | soil | 1.7429 | g/cm^2
USEPA 2012 Decontamition of Indoor and Outdoor Materials with Aqueous Chlorine Dioxide Solutions |  | Liquid Spray | CFU | 50000000 |  |  | 14.25 | cm^2 | 0.001425 | m^2 | combined |  | 0.1 | 4000 | ppm |  |  | 2 | 22 |  | 50 | Industrial Carpet | time till neutralization | 60 |  |  | 2.82 | LR | 0.52 | 1.96 x SE |  |  |  | 5 | No damage | 0.38 | g | [7 empty] | carpet | 0.26667 | g/cm^2
USEPA 2012 Decontamition of Indoor and Outdoor Materials with Aqueous Chlorine Dioxide Solutions |  | Liquid Spray | CFU | 50000000 |  |  | 14.25 | cm^2 | 0.001425 | m^2 | combined |  | 0.1 | 4000 | ppm |  |  | 2 | 22 |  | 50 | Treated Wood | time till neutralization | 60 |  |  | 1.95 | LR | 0.49 | 1.96 x SE |  |  |  | 5 | No damage | 0.38 | g | [7 empty] | wood | 0.26667 | g/cm^2
USEPA 2012 Decontamition of Indoor and Outdoor Materials with Aqueous Chlorine Dioxide Solutions |  | Liquid Spray | CFU | 50000000 |  |  | 14.25 | cm^2 | 0.001425 | m^2 | combined |  | 0.1 | 4000 | ppm |  |  | 2 | 22 |  | 50 | Decorative lamite | time till neutralization | 60 |  | ≥ | 7.76 | LR | 0.06 | 1.96 x SE |  |  |  | 5 | No damage | 0.38 | g | [7 empty] | lamite | 0.26667 | g/cm^2 |  |  |  | 0 | 7.76
USEPA 2012 Decontamition of Indoor and Outdoor Materials with Aqueous Chlorine Dioxide Solutions |  | Liquid Spray | CFU | 50000000 |  |  | 3 | cm^2 | 0.0003 | m^2 | combined |  | 0.1 | 4000 | ppm |  |  | 2 | 22 |  | 50 | Unpainted Concrete | time till neutralization | 60 |  |  | 6.6 | LR | 0.84 | 1.96 x SE |  |  |  | 5 | No damage | 0.38 | g | [7 empty] | concrete | 1.2667 | g/cm^2
USEPA 2012 Decontamition of Indoor and Outdoor Materials with Aqueous Chlorine Dioxide Solutions |  | Liquid Spray | CFU | 50000000 |  |  | 3.5 | cm^2 | 0.00035 | m^2 | combined |  | 0.1 | 4000 | ppm |  |  | 2 | 22 |  | 50 | Arizo Test Dust | time till neutralization | 60 |  |  | 0.94 | LR | 0.11 | 1.96 x SE |  |  |  | 5 | No damage | 0.38 | g | [8 empty] | 1.0857 | g/cm^2
USEPA 2012 Decontamition of Indoor and Outdoor Materials with Aqueous Chlorine Dioxide Solutions |  | Liquid Spray | CFU | 50000000 |  |  | 3.5 | cm^2 | 0.00035 | m^2 | combined |  | 0.1 | 4000 | ppm |  |  | 2 | 22 |  | 50 | Topsoil | time till neutralization | 60 |  |  | 0.05 | LR | 0.01 | 1.96 x SE |  |  |  | 5 | No damage | 0.38 | g | [7 empty] | soil | 1.0857 | g/cm^2
USEPA 2012 Decontamition of Indoor and Outdoor Materials with Aqueous Chlorine Dioxide Solutions |  | Liquid Spray | CFU | 50000000 |  |  | 14.25 | cm^2 | 0.001425 | m^2 | combined |  | 0.1 | 4000 | ppm |  |  | 2 | 22 |  | 50 | Industrial Carpet | time till neutralization | 60 |  |  | 1.27 | LR | 0.09 | 1.96 x SE |  |  |  | 5 | No damage | 0.61 | g | [7 empty] | carpet | 0.42807 | g/cm^2
USEPA 2012 Decontamition of Indoor and Outdoor Materials with Aqueous Chlorine Dioxide Solutions |  | Liquid Spray | CFU | 50000000 |  |  | 14.25 | cm^2 | 0.001425 | m^2 | combined |  | 0.1 | 4000 | ppm |  |  | 2 | 22 |  | 50 | Treated Wood | time till neutralization | 60 |  |  | 1.21 | LR | 0.12 | 1.96 x SE |  |  |  | 5 | No damage | 0.61 | g | [7 empty] | wood | 0.42807 | g/cm^2
USEPA 2012 Decontamition of Indoor and Outdoor Materials with Aqueous Chlorine Dioxide Solutions |  | Liquid Spray | CFU | 50000000 |  |  | 14.25 | cm^2 | 0.001425 | m^2 | combined |  | 0.1 | 4000 | ppm |  |  | 2 | 22 |  | 50 | Decorative lamite | time till neutralization | 60 |  | ≥ | 7.9 | LR | 0.02 | 1.96 x SE |  |  |  | 5 | No damage | 0.61 | g | [7 empty] | lamite | 0.42807 | g/cm^2 |  |  |  | 0 | 7.9
USEPA 2012 Decontamition of Indoor and Outdoor Materials with Aqueous Chlorine Dioxide Solutions |  | Liquid Spray | CFU | 50000000 |  |  | 3 | cm^2 | 0.0003 | m^2 | combined |  | 0.1 | 4000 | ppm |  |  | 2 | 22 |  | 50 | Unpainted Concrete | time till neutralization | 60 |  |  | 2.61 | LR | 0.63 | 1.96 x SE |  |  |  | 5 | No damage | 0.61 | g | [7 empty] | concrete | 2.0333 | g/cm^2
USEPA 2012 Decontamition of Indoor and Outdoor Materials with Aqueous Chlorine Dioxide Solutions |  | Liquid Spray | CFU | 50000000 |  |  | 3.5 | cm^2 | 0.00035 | m^2 | combined |  | 0.1 | 4000 | ppm |  |  | 2 | 22 |  | 50 | Arizo Test Dust | time till neutralization | 60 |  |  | 1.46 | LR | 0.08 | 1.96 x SE |  |  |  | 5 | No damage | 0.61 | g | [8 empty] | 1.7429 | g/cm^2
USEPA 2012 Decontamition of Indoor and Outdoor Materials with Aqueous Chlorine Dioxide Solutions |  | Liquid Spray | CFU | 50000000 |  |  | 3.5 | cm^2 | 0.00035 | m^2 | combined |  | 0.1 | 4000 | ppm |  |  | 2 | 22 |  | 50 | Topsoil | time till neutralization | 60 |  |  | 0.17 | LR | 0.05 | 1.96 x SE |  |  |  | 5 | No damage | 0.61 | g | [7 empty] | soil | 1.7429 | g/cm^2
USEPA 2012 Decontamition of Indoor and Outdoor Materials with Aqueous Chlorine Dioxide Solutions |  | Liquid Spray | CFU | 50000000 |  |  | 14.25 | cm^2 | 0.001425 | m^2 | combined |  | 0.1 | 3000 | ppm |  |  | 2 | 22 |  | 50 | Industrial Carpet | time till neutralization | 120 |  |  | 2.51 | LR | 0.2 | 1.96 x SE |  |  |  | 5 | No damage | 0.61 | g | [7 empty] | carpet | 0.42807 | g/cm^2
USEPA 2012 Decontamition of Indoor and Outdoor Materials with Aqueous Chlorine Dioxide Solutions |  | Liquid Spray | CFU | 50000000 |  |  | 14.25 | cm^2 | 0.001425 | m^2 | combined |  | 0.1 | 3000 | ppm |  |  | 2 | 22 |  | 50 | Treated Wood | time till neutralization | 120 |  |  | 2.06 | LR | 0.39 | 1.96 x SE |  |  |  | 5 | No damage | 0.61 | g | [7 empty] | wood | 0.42807 | g/cm^2
USEPA 2012 Decontamition of Indoor and Outdoor Materials with Aqueous Chlorine Dioxide Solutions |  | Liquid Spray | CFU | 50000000 |  |  | 14.25 | cm^2 | 0.001425 | m^2 | combined |  | 0.1 | 3000 | ppm |  |  | 2 | 22 |  | 50 | Decorative lamite | time till neutralization | 120 |  |  | 6.64 | LR | 1 | 1.96 x SE |  |  |  | 5 | No damage | 0.61 | g | [7 empty] | lamite | 0.42807 | g/cm^2
USEPA 2012 Decontamition of Indoor and Outdoor Materials with Aqueous Chlorine Dioxide Solutions |  | Liquid Spray | CFU | 50000000 |  |  | 3 | cm^2 | 0.0003 | m^2 | combined |  | 0.1 | 3000 | ppm |  |  | 2 | 22 |  | 50 | Unpainted Concrete | time till neutralization | 120 |  |  | 2.22 | LR | 0.28000000000000003 | 1.96 x SE |  |  |  | 5 | No damage | 0.61 | g | [7 empty] | concrete | 2.0333 | g/cm^2
USEPA 2012 Decontamition of Indoor and Outdoor Materials with Aqueous Chlorine Dioxide Solutions |  | Liquid Spray | CFU | 50000000 |  |  | 3.5 | cm^2 | 0.00035 | m^2 | combined |  | 0.1 | 3000 | ppm |  |  | 2 | 22 |  | 50 | Arizo Test Dust | time till neutralization | 120 |  |  | 0.66 | LR | 0.24 | 1.96 x SE |  |  |  | 5 | No damage | 0.61 | g | [8 empty] | 1.7429 | g/cm^2
USEPA 2012 Decontamition of Indoor and Outdoor Materials with Aqueous Chlorine Dioxide Solutions |  | Liquid Spray | CFU | 50000000 |  |  | 3.5 | cm^2 | 0.00035 | m^2 | combined |  | 0.1 | 3000 | ppm |  |  | 2 | 22 |  | 50 | Topsoil | time till neutralization | 120 |  |  | 0.09 | LR | 0.05 | 1.96 x SE |  |  |  | 5 | No damage | 0.61 | g | [7 empty] | soil | 1.7429 | g/cm^2
USEPA 2012 Decontamition of Indoor and Outdoor Materials with Aqueous Chlorine Dioxide Solutions |  | Liquid Spray | CFU | 50000000 |  |  | 14.25 | cm^2 | 0.001425 | m^2 | combined |  | 0.1 | 4000 | ppm |  |  | 2 | 22 |  | 50 | Industrial Carpet | time till neutralization | 120 | 1 |  | 2.84 | LR | 0.17 | 1.96 x SE |  |  |  | 5 | No damage | 0.61 | g | [7 empty] | carpet | 0.42807 | g/cm^2
USEPA 2012 Decontamition of Indoor and Outdoor Materials with Aqueous Chlorine Dioxide Solutions |  | Liquid Spray | CFU | 50000000 |  |  | 14.25 | cm^2 | 0.001425 | m^2 | combined |  | 0.1 | 4000 | ppm |  |  | 2 | 22 |  | 50 | Treated Wood | time till neutralization | 120 | 2 |  | 2.64 | LR | 2.6 | 1.96 x SE |  |  |  | 5 | No damage | 0.61 | g | [7 empty] | wood | 0.42807 | g/cm^2
USEPA 2012 Decontamition of Indoor and Outdoor Materials with Aqueous Chlorine Dioxide Solutions |  | Liquid Spray | CFU | 50000000 |  |  | 14.25 | cm^2 | 0.001425 | m^2 | combined |  | 0.1 | 4000 | ppm |  |  | 2 | 22 |  | 50 | Decorative lamite | time till neutralization | 120 | 1 |  | 7.58 | LR | 0.61 | 1.96 x SE |  |  |  | 5 | No damage | 0.61 | g | [7 empty] | lamite | 0.42807 | g/cm^2
USEPA 2012 Decontamition of Indoor and Outdoor Materials with Aqueous Chlorine Dioxide Solutions |  | Liquid Spray | CFU | 50000000 |  |  | 3 | cm^2 | 0.0003 | m^2 | combined |  | 0.1 | 4000 | ppm |  |  | 2 | 22 |  | 50 | Unpainted Concrete | time till neutralization | 120 | 1 |  | 2.5 | LR | 0.16 | 1.96 x SE |  |  |  | 5 | No damage | 0.61 | g | [7 empty] | concrete | 2.0333 | g/cm^2
USEPA 2012 Decontamition of Indoor and Outdoor Materials with Aqueous Chlorine Dioxide Solutions |  | Liquid Spray | CFU | 50000000 |  |  | 3.5 | cm^2 | 0.00035 | m^2 | combined |  | 0.1 | 4000 | ppm |  |  | 2 | 22 |  | 50 | Arizo Test Dust | time till neutralization | 120 | 1 |  | 1.28 | LR | 0.21 | 1.96 x SE |  |  |  | 5 | No damage | 0.61 | g | [8 empty] | 1.7429 | g/cm^2
USEPA 2012 Decontamition of Indoor and Outdoor Materials with Aqueous Chlorine Dioxide Solutions |  | Liquid Spray | CFU | 50000000 |  |  | 3.5 | cm^2 | 0.00035 | m^2 | combined |  | 0.1 | 4000 | ppm |  |  | 2 | 22 |  | 50 | Topsoil | time till neutralization | 120 | 1 |  | 0.31 | LR | 0.05 | 1.96 x SE |  |  |  | 5 | No damage | 0.61 | g | [7 empty] | soil | 1.7429 | g/cm^2
USEPA 2012 Decontamition of Indoor and Outdoor Materials with Aqueous Chlorine Dioxide Solutions |  | Liquid Spray | CFU | 50000000 |  |  | 14.25 | cm^2 | 0.001425 | m^2 | combined |  | 0.1 | 3000 | ppm |  |  | 2 | 22 |  | 50 | Industrial Carpet | time till neutralization | 60 | 2 |  | 1.27 | LR | 0.16 | 1.96 x SE |  |  |  | 5 | No damage | 0.61 | g | [7 empty] | carpet | 0.42807 | g/cm^2
USEPA 2012 Decontamition of Indoor and Outdoor Materials with Aqueous Chlorine Dioxide Solutions |  | Liquid Spray | CFU | 50000000 |  |  | 14.25 | cm^2 | 0.001425 | m^2 | combined |  | 0.1 | 3000 | ppm |  |  | 2 | 22 |  | 50 | Treated Wood | time till neutralization | 60 | 1 |  | 2.04 | LR | 2.4 | 1.96 x SE |  |  |  | 5 | No damage | 0.61 | g | [7 empty] | wood | 0.42807 | g/cm^2
USEPA 2012 Decontamition of Indoor and Outdoor Materials with Aqueous Chlorine Dioxide Solutions |  | Liquid Spray | CFU | 50000000 |  |  | 14.25 | cm^2 | 0.001425 | m^2 | combined |  | 0.1 | 3000 | ppm |  |  | 2 | 22 |  | 50 | Decorative lamite | time till neutralization | 60 | 1 | ≥ | 7.82 | LR | 0.04 | 1.96 x SE |  |  |  | 5 | No damage | 0.61 | g | [7 empty] | lamite | 0.42807 | g/cm^2 |  |  |  | 0 | 7.82
USEPA 2012 Decontamition of Indoor and Outdoor Materials with Aqueous Chlorine Dioxide Solutions |  | Liquid Spray | CFU | 50000000 |  |  | 3 | cm^2 | 0.0003 | m^2 | combined |  | 0.1 | 3000 | ppm |  |  | 2 | 22 |  | 50 | Unpainted Concrete | time till neutralization | 60 | 1 |  | 5.39 | LR | 1.8 | 1.96 x SE |  |  |  | 5 | No damage | 0.61 | g | [7 empty] | concrete | 2.0333 | g/cm^2
USEPA 2012 Decontamition of Indoor and Outdoor Materials with Aqueous Chlorine Dioxide Solutions |  | Liquid Spray | CFU | 50000000 |  |  | 3.5 | cm^2 | 0.00035 | m^2 | combined |  | 0.1 | 3000 | ppm |  |  | 2 | 22 |  | 50 | Arizo Test Dust | time till neutralization | 60 | 1 |  | 0.08 | LR | 0.06 | 1.96 x SE |  |  |  | 5 | No damage | 0.61 | g | [8 empty] | 1.7429 | g/cm^2
USEPA 2012 Decontamition of Indoor and Outdoor Materials with Aqueous Chlorine Dioxide Solutions |  | Liquid Spray | CFU | 50000000 |  |  | 3.5 | cm^2 | 0.00035 | m^2 | combined |  | 0.1 | 3000 | ppm |  |  | 2 | 22 |  | 50 | Topsoil | time till neutralization | 60 | 2 |  | 0.005 | LR | 0.06 | 1.96 x SE |  |  |  | 5 | No damage | 0.61 | g | [7 empty] | soil | 1.7429 | g/cm^2
USEPA 2012 Decontamition of Indoor and Outdoor Materials with Aqueous Chlorine Dioxide Solutions |  | Liquid Spray | CFU | 50000000 |  |  | 14.25 | cm^2 | 0.001425 | m^2 | combined |  | 0.1 | 4000 | ppm |  |  | 2 | 22 |  | 50 | Industrial Carpet | time till neutralization | 60 | 1 |  | 2.51 | LR | 0.17 | 1.96 x SE |  |  |  | 5 | No damage | 0.38 | g | [7 empty] | carpet | 0.26667 | g/cm^2
USEPA 2012 Decontamition of Indoor and Outdoor Materials with Aqueous Chlorine Dioxide Solutions |  | Liquid Spray | CFU | 50000000 |  |  | 14.25 | cm^2 | 0.001425 | m^2 | combined |  | 0.1 | 4000 | ppm |  |  | 2 | 22 |  | 50 | Treated Wood | time till neutralization | 60 | 1 |  | 1.59 | LR | 0.22 | 1.96 x SE |  |  |  | 5 | No damage | 0.38 | g | [7 empty] | wood | 0.26667 | g/cm^2
USEPA 2012 Decontamition of Indoor and Outdoor Materials with Aqueous Chlorine Dioxide Solutions |  | Liquid Spray | CFU | 50000000 |  |  | 14.25 | cm^2 | 0.001425 | m^2 | combined |  | 0.1 | 4000 | ppm |  |  | 2 | 22 |  | 50 | Decorative lamite | time till neutralization | 60 | 1 |  | 6.47 | LR | 1.4 | 1.96 x SE |  |  |  | 5 | No damage | 0.38 | g | [7 empty] | lamite | 0.26667 | g/cm^2
USEPA 2012 Decontamition of Indoor and Outdoor Materials with Aqueous Chlorine Dioxide Solutions |  | Liquid Spray | CFU | 50000000 |  |  | 3 | cm^2 | 0.0003 | m^2 | combined |  | 0.1 | 4000 | ppm |  |  | 2 | 22 |  | 50 | Unpainted Concrete | time till neutralization | 60 | 1 |  | 3.64 | LR | 0.2 | 1.96 x SE |  |  |  | 5 | No damage | 0.38 | g | [7 empty] | concrete | 1.2667 | g/cm^2
USEPA 2012 Decontamition of Indoor and Outdoor Materials with Aqueous Chlorine Dioxide Solutions |  | Liquid Spray | CFU | 50000000 |  |  | 3.5 | cm^2 | 0.00035 | m^2 | combined |  | 0.1 | 4000 | ppm |  |  | 2 | 22 |  | 50 | Arizo Test Dust | time till neutralization | 60 | 2 |  | 0.13 | LR | 0.06 | 1.96 x SE |  |  |  | 5 | No damage | 0.38 | g | [8 empty] | 1.0857 | g/cm^2
USEPA 2012 Decontamition of Indoor and Outdoor Materials with Aqueous Chlorine Dioxide Solutions |  | Liquid Spray | CFU | 50000000 |  |  | 3.5 | cm^2 | 0.00035 | m^2 | combined |  | 0.1 | 4000 | ppm |  |  | 2 | 22 |  | 50 | Topsoil | time till neutralization | 60 | 1 |  | 0.04 | LR | 0.05 | 1.96 x SE |  |  |  | 5 | No damage | 0.38 | g | [7 empty] | soil | 1.0857 | g/cm^2
USEPA 2012 Decontamition of Indoor and Outdoor Materials with Aqueous Chlorine Dioxide Solutions |  | Liquid Spray | CFU | 50000000 |  |  | 14.25 | cm^2 | 0.001425 | m^2 | combined |  | 0.1 | 4000 | ppm |  |  | 2 | 22 |  | 50 | Industrial Carpet | time till neutralization | 60 | 1 |  | 0.73 | LR | 0.05 | 1.96 x SE |  |  |  | 5 | No damage | 0.61 | g | [7 empty] | carpet | 0.42807 | g/cm^2
USEPA 2012 Decontamition of Indoor and Outdoor Materials with Aqueous Chlorine Dioxide Solutions |  | Liquid Spray | CFU | 50000000 |  |  | 14.25 | cm^2 | 0.001425 | m^2 | combined |  | 0.1 | 4000 | ppm |  |  | 2 | 22 |  | 50 | Treated Wood | time till neutralization | 60 | 1 |  | 0.93 | LR | 0.28999999999999998 | 1.96 x SE |  |  |  | 5 | No damage | 0.61 | g | [7 empty] | wood | 0.42807 | g/cm^2
USEPA 2012 Decontamition of Indoor and Outdoor Materials with Aqueous Chlorine Dioxide Solutions |  | Liquid Spray | CFU | 50000000 |  |  | 14.25 | cm^2 | 0.001425 | m^2 | combined |  | 0.1 | 4000 | ppm |  |  | 2 | 22 |  | 50 | Decorative lamite | time till neutralization | 60 | 1 | ≥ | 7.86 | LR | 0.06 | 1.96 x SE |  |  |  | 5 | No damage | 0.61 | g | [7 empty] | lamite | 0.42807 | g/cm^2 |  |  |  | 0 | 7.86
USEPA 2012 Decontamition of Indoor and Outdoor Materials with Aqueous Chlorine Dioxide Solutions |  | Liquid Spray | CFU | 50000000 |  |  | 3 | cm^2 | 0.0003 | m^2 | combined |  | 0.1 | 4000 | ppm |  |  | 2 | 22 |  | 50 | Unpainted Concrete | time till neutralization | 60 | 2 |  | 1.52 | LR | 0.36 | 1.96 x SE |  |  |  | 5 | No damage | 0.61 | g | [7 empty] | concrete | 2.0333 | g/cm^2
USEPA 2012 Decontamition of Indoor and Outdoor Materials with Aqueous Chlorine Dioxide Solutions |  | Liquid Spray | CFU | 50000000 |  |  | 3.5 | cm^2 | 0.00035 | m^2 | combined |  | 0.1 | 4000 | ppm |  |  | 2 | 22 |  | 50 | Arizo Test Dust | time till neutralization | 60 | 1 |  | 0.22 | LR | 0.14000000000000001 | 1.96 x SE |  |  |  | 5 | No damage | 0.61 | g | [8 empty] | 1.7429 | g/cm^2
USEPA 2012 Decontamition of Indoor and Outdoor Materials with Aqueous Chlorine Dioxide Solutions |  | Liquid Spray | CFU | 50000000 |  |  | 3.5 | cm^2 | 0.00035 | m^2 | combined |  | 0.1 | 4000 | ppm |  |  | 2 | 22 |  | 50 | Topsoil | time till neutralization | 60 | 1 |  | 0.12 | LR | 0.1 | 1.96 x SE |  |  |  | 5 | No damage | 0.61 | g | [7 empty] | soil | 1.7429 | g/cm^2
USEPA 2012 Decontamition of Indoor and Outdoor Materials with Aqueous Chlorine Dioxide Solutions |  | Liquid Spray | CFU | 50000000 |  |  | 14.25 | cm^2 | 0.001425 | m^2 | combined |  | 0.1 | 3000 | ppm |  |  | 2 | 22 |  | 50 | Industrial Carpet | time till neutralization | 120 | 1 |  | 0.8 | LR | 0.1 | 1.96 x SE |  |  |  | 5 | No damage | 0.61 | g | [7 empty] | carpet | 0.42807 | g/cm^2
USEPA 2012 Decontamition of Indoor and Outdoor Materials with Aqueous Chlorine Dioxide Solutions |  | Liquid Spray | CFU | 50000000 |  |  | 14.25 | cm^2 | 0.001425 | m^2 | combined |  | 0.1 | 3000 | ppm |  |  | 2 | 22 |  | 50 | Treated Wood | time till neutralization | 120 | 1 |  | 0.97 | LR | 0.39 | 1.96 x SE |  |  |  | 5 | No damage | 0.61 | g | [7 empty] | wood | 0.42807 | g/cm^2
USEPA 2012 Decontamition of Indoor and Outdoor Materials with Aqueous Chlorine Dioxide Solutions |  | Liquid Spray | CFU | 50000000 |  |  | 14.25 | cm^2 | 0.001425 | m^2 | combined |  | 0.1 | 3000 | ppm |  |  | 2 | 22 |  | 50 | Decorative lamite | time till neutralization | 120 | 1 |  | 2.88 | LR | 0.75 | 1.96 x SE |  |  |  | 5 | No damage | 0.61 | g | [7 empty] | lamite | 0.42807 | g/cm^2
USEPA 2012 Decontamition of Indoor and Outdoor Materials with Aqueous Chlorine Dioxide Solutions |  | Liquid Spray | CFU | 50000000 |  |  | 3 | cm^2 | 0.0003 | m^2 | combined |  | 0.1 | 3000 | ppm |  |  | 2 | 22 |  | 50 | Unpainted Concrete | time till neutralization | 120 | 2 |  | 1 | LR | 0.38 | 1.96 x SE |  |  |  | 5 | No damage | 0.61 | g | [7 empty] | concrete | 2.0333 | g/cm^2
USEPA 2012 Decontamition of Indoor and Outdoor Materials with Aqueous Chlorine Dioxide Solutions |  | Liquid Spray | CFU | 50000000 |  |  | 3.5 | cm^2 | 0.00035 | m^2 | combined |  | 0.1 | 3000 | ppm |  |  | 2 | 22 |  | 50 | Arizo Test Dust | time till neutralization | 120 | 1 |  | 0.18 | LR | 0.08 | 1.96 x SE |  |  |  | 5 | No damage | 0.61 | g | [8 empty] | 1.7429 | g/cm^2
USEPA 2012 Decontamition of Indoor and Outdoor Materials with Aqueous Chlorine Dioxide Solutions |  | Liquid Spray | CFU | 50000000 |  |  | 3.5 | cm^2 | 0.00035 | m^2 | combined |  | 0.1 | 3000 | ppm |  |  | 2 | 22 |  | 50 | Topsoil | time till neutralization | 120 | 1 |  | 0.05 | LR | 0.04 | 1.96 x SE |  |  |  | 5 | No damage | 0.61 | g | [7 empty] | soil | 1.7429 | g/cm^2
USEPA 2012 Decontamition of Indoor and Outdoor Materials with Aqueous Chlorine Dioxide Solutions |  | Liquid Spray | CFU | 50000000 |  |  | 14.25 | cm^2 | 0.001425 | m^2 | combined |  | 0.1 | 4000 | ppm |  |  | 2 | 22 |  | 50 | Industrial Carpet | time till neutralization | 120 | 1 |  | 2.31 | LR | 0.22 | 1.96 x SE |  |  |  | 5 | No damage | 0.61 | g | [7 empty] | carpet | 0.42807 | g/cm^2
USEPA 2012 Decontamition of Indoor and Outdoor Materials with Aqueous Chlorine Dioxide Solutions |  | Liquid Spray | CFU | 50000000 |  |  | 14.25 | cm^2 | 0.001425 | m^2 | combined |  | 0.1 | 4000 | ppm |  |  | 2 | 22 |  | 50 | Treated Wood | time till neutralization | 120 | 2 |  | 2 | LR | 0.69 | 1.96 x SE |  |  |  | 5 | No damage | 0.61 | g | [7 empty] | wood | 0.42807 | g/cm^2
USEPA 2012 Decontamition of Indoor and Outdoor Materials with Aqueous Chlorine Dioxide Solutions |  | Liquid Spray | CFU | 50000000 |  |  | 14.25 | cm^2 | 0.001425 | m^2 | combined |  | 0.1 | 4000 | ppm |  |  | 2 | 22 |  | 50 | Decorative lamite | time till neutralization | 120 | 1 | ≥ | 7.98 | LR | 0.02 | 1.96 x SE |  |  |  | 5 | No damage | 0.61 | g | [7 empty] | lamite | 0.42807 | g/cm^2 |  |  |  | 0 | 7.98
USEPA 2012 Decontamition of Indoor and Outdoor Materials with Aqueous Chlorine Dioxide Solutions |  | Liquid Spray | CFU | 50000000 |  |  | 3 | cm^2 | 0.0003 | m^2 | combined |  | 0.1 | 4000 | ppm |  |  | 2 | 22 |  | 50 | Unpainted Concrete | time till neutralization | 120 |  |  | 1.05 | LR | 0.36 | 1.96 x SE |  |  |  | 5 | No damage | 0.61 | g | [7 empty] | concrete | 2.0333 | g/cm^2
USEPA 2012 Decontamition of Indoor and Outdoor Materials with Aqueous Chlorine Dioxide Solutions |  | Liquid Spray | CFU | 50000000 |  |  | 3.5 | cm^2 | 0.00035 | m^2 | combined |  | 0.1 | 4000 | ppm |  |  | 2 | 22 |  | 50 | Arizo Test Dust | time till neutralization | 120 |  |  | 0.69 | LR | 0.22 | 1.96 x SE |  |  |  | 5 | No damage | 0.61 | g | [8 empty] | 1.7429 | g/cm^2
USEPA 2012 Decontamition of Indoor and Outdoor Materials with Aqueous Chlorine Dioxide Solutions |  | Liquid Spray | CFU | 50000000 |  |  | 3.5 | cm^2 | 0.00035 | m^2 | combined |  | 0.1 | 4000 | ppm |  |  | 2 | 22 |  | 50 | Topsoil | time till neutralization | 120 |  |  | 0.08 | LR | 0.03 | 1.96 x SE |  |  |  | 5 | No damage | 0.61 | g | [7 empty] | soil | 1.7429 | g/cm^2
USEPA 2012 Decontamition of Indoor and Outdoor Materials with Aqueous Chlorine Dioxide Solutions |  | Liquid Spray | CFU | 50000000 |  |  | 14.25 | cm^2 | 0.001425 | m^2 | combined |  | 0.1 | 3000 | ppm |  |  | 2 | 22 |  | 50 | Industrial Carpet | time till neutralization | 60 |  |  | 0.64 | LR | 0.18 | 1.96 x SE |  |  |  | 5 | No damage | 0.38 | g | [7 empty] | carpet | 0.26667 | g/cm^2
USEPA 2012 Decontamition of Indoor and Outdoor Materials with Aqueous Chlorine Dioxide Solutions |  | Liquid Spray | CFU | 50000000 |  |  | 14.25 | cm^2 | 0.001425 | m^2 | combined |  | 0.1 | 3000 | ppm |  |  | 2 | 22 |  | 50 | Treated Wood | time till neutralization | 60 |  |  | 1.5 | LR | 0.35 | 1.96 x SE |  |  |  | 5 | No damage | 0.38 | g | [7 empty] | wood | 0.26667 | g/cm^2
USEPA 2012 Decontamition of Indoor and Outdoor Materials with Aqueous Chlorine Dioxide Solutions |  | Liquid Spray | CFU | 50000000 |  |  | 3 | cm^2 | 0.0003 | m^2 | combined |  | 0.1 | 3000 | ppm |  |  | 2 | 22 |  | 50 | Unpainted Concrete | time till neutralization | 60 |  |  | 1.17 | LR | 0.14000000000000001 | 1.96 x SE |  |  |  | 5 | No damage | 0.38 | g | [7 empty] | concrete | 1.2667 | g/cm^2
USEPA 2012 Decontamition of Indoor and Outdoor Materials with Aqueous Chlorine Dioxide Solutions |  | Liquid Spray | CFU | 50000000 |  |  | 14.25 | cm^2 | 0.001425 | m^2 | combined |  | 0.1 | 3000 | ppm |  |  | 2 | 22 |  | 50 | Industrial Carpet | time till neutralization | 60 |  |  | 1.97 | LR | 0.28999999999999998 | 1.96 x SE |  |  |  | 5 | No damage | 0.61 | g | [7 empty] | carpet | 0.42807 | g/cm^2
USEPA 2012 Decontamition of Indoor and Outdoor Materials with Aqueous Chlorine Dioxide Solutions |  | Liquid Spray | CFU | 50000000 |  |  | 14.25 | cm^2 | 0.001425 | m^2 | combined |  | 0.1 | 3000 | ppm |  |  | 2 | 22 |  | 50 | Treated Wood | time till neutralization | 60 |  |  | 2.27 | LR | 0.22 | 1.96 x SE |  |  |  | 5 | No damage | 0.61 | g | [7 empty] | wood | 0.42807 | g/cm^2
USEPA 2012 Decontamition of Indoor and Outdoor Materials with Aqueous Chlorine Dioxide Solutions |  | Liquid Spray | CFU | 50000000 |  |  | 3 | cm^2 | 0.0003 | m^2 | combined |  | 0.1 | 3000 | ppm |  |  | 2 | 22 |  | 50 | Unpainted Concrete | time till neutralization | 60 |  |  | 2.11 | LR | 0.28999999999999998 | 1.96 x SE |  |  |  | 5 | No damage | 0.61 | g | [7 empty] | concrete | 2.0333 | g/cm^2
USEPA 2012 Decontamition of Indoor and Outdoor Materials with Aqueous Chlorine Dioxide Solutions |  | Liquid Spray | CFU | 50000000 |  |  | 14.25 | cm^2 | 0.001425 | m^2 | combined |  | 0.1 | 4000 | ppm |  |  | 2 | 22 |  | 50 | Industrial Carpet | time till neutralization | 60 |  |  | 1.12 | LR | 0.13 | 1.96 x SE |  |  |  | 5 | No damage | 0.38 | g | [7 empty] | carpet | 0.26667 | g/cm^2
USEPA 2012 Decontamition of Indoor and Outdoor Materials with Aqueous Chlorine Dioxide Solutions |  | Liquid Spray | CFU | 50000000 |  |  | 14.25 | cm^2 | 0.001425 | m^2 | combined |  | 0.1 | 4000 | ppm |  |  | 2 | 22 |  | 50 | Treated Wood | time till neutralization | 60 |  |  | 1.67 | LR | 0.5 | 1.96 x SE |  |  |  | 5 | No damage | 0.38 | g | [7 empty] | wood | 0.26667 | g/cm^2
USEPA 2012 Decontamition of Indoor and Outdoor Materials with Aqueous Chlorine Dioxide Solutions |  | Liquid Spray | CFU | 50000000 |  |  | 3 | cm^2 | 0.0003 | m^2 | combined |  | 0.1 | 4000 | ppm |  |  | 2 | 22 |  | 50 | Unpainted Concrete | time till neutralization | 60 |  |  | 1.62 | LR | 0.19 | 1.96 x SE |  |  |  | 5 | No damage | 0.38 | g | [7 empty] | concrete | 1.2667 | g/cm^2
USEPA 2012 Decontamition of Indoor and Outdoor Materials with Aqueous Chlorine Dioxide Solutions |  | Liquid Spray | CFU | 50000000 |  |  | 14.25 | cm^2 | 0.001425 | m^2 | combined |  | 0.1 | 4000 | ppm |  |  | 2 | 22 |  | 50 | Industrial Carpet | time till neutralization | 60 |  |  | 1.77 | LR | 0.38 | 1.96 x SE |  |  |  | 5 | No damage | 0.61 | g | [7 empty] | carpet | 0.42807 | g/cm^2
USEPA 2012 Decontamition of Indoor and Outdoor Materials with Aqueous Chlorine Dioxide Solutions |  | Liquid Spray | CFU | 50000000 |  |  | 14.25 | cm^2 | 0.001425 | m^2 | combined |  | 0.1 | 4000 | ppm |  |  | 2 | 22 |  | 50 | Treated Wood | time till neutralization | 60 |  |  | 2.31 | LR | 0.56999999999999995 | 1.96 x SE |  |  |  | 5 | No damage | 0.61 | g | [7 empty] | wood | 0.42807 | g/cm^2
USEPA 2012 Decontamition of Indoor and Outdoor Materials with Aqueous Chlorine Dioxide Solutions |  | Liquid Spray | CFU | 50000000 |  |  | 3 | cm^2 | 0.0003 | m^2 | combined |  | 0.1 | 4000 | ppm |  |  | 2 | 22 |  | 50 | Unpainted Concrete | time till neutralization | 60 |  |  | 1.77 | LR | 0.39 | 1.96 x SE |  |  |  | 5 | No damage | 0.61 | g | [7 empty] | concrete | 2.0333 | g/cm^2
USEPA 2012 Assessment of Liquid and Physical Decontamition Methods for Environmental Surfaces Contamited with Bacterial Spores: Development and Evaluation of the Decontamition Procedural Steps |  | Liquid Spray | CFU | 50000000 |  |  | 196 | in^2 | 0.12645 | m^2 | 123 | CFU | 300 | 6300 | FAC ppm (FAC mg/L) |  |  | 2 | 25 |  | 50 | Carpet Horizontal | continuously wetted, then separate drying time |  |  |  | 6.85 | LRsurf | 0.13 | SD |  |  | 6.7482 | 5 | slight fading | [9 empty] | carpet |  | /in^2 |  |  |  |  | 6.7482
USEPA 2012 Assessment of Liquid and Physical Decontamition Methods for Environmental Surfaces Contamited with Bacterial Spores: Development and Evaluation of the Decontamition Procedural Steps |  | Liquid Spray | CFU | 50000000 |  |  | 196 | in^2 | 0.12645 | m^2 | 0 | CFU | 300 | 6300 | FAC ppm (FAC mg/L) |  |  | 2 | 25 |  | 50 | Concrete Horizontal | continuously wetted, then separate drying time |  |  |  | 6.57 | LRsurf | 0.02 | SD |  |  | 6.4232 | 5 | [9 empty] | yes | concrete |  | /in^2 |  |  |  |  | 6.4232
USEPA 2012 Assessment of Liquid and Physical Decontamition Methods for Environmental Surfaces Contamited with Bacterial Spores: Development and Evaluation of the Decontamition Procedural Steps |  | Liquid Spray | CFU | 50000000 |  |  | 196 | in^2 | 0.12645 | m^2 | 0 | CFU | 300 | 6300 | FAC ppm (FAC mg/L) |  |  | 2 | 25 |  | 50 | Deck Wood Horizontal | continuously wetted, then separate drying time |  |  |  | 7.13 | LRsurf | 0.01 | SD |  |  | 6.9079 | 5 | damage to seal | [8 empty] | yes | wood |  | /in^2 |  |  |  |  | 6.9079
USEPA 2012 Assessment of Liquid and Physical Decontamition Methods for Environmental Surfaces Contamited with Bacterial Spores: Development and Evaluation of the Decontamition Procedural Steps |  | Liquid Spray | CFU | 50000000 |  |  | 196 | in^2 | 0.12645 | m^2 | 0 | CFU | 300 | 6300 | FAC ppm (FAC mg/L) |  |  | 2 | 25 |  | 50 | Painted Wallboard Horizontal | continuously wetted, then separate drying time |  |  |  | 7.81 | LRsurf | 0.35 | SD |  |  | 7.7903 | 5 | [9 empty] | yes | wallboard |  | /in^2 |  |  |  |  | 7.7903
USEPA 2012 Assessment of Liquid and Physical Decontamition Methods for Environmental Surfaces Contamited with Bacterial Spores: Development and Evaluation of the Decontamition Procedural Steps |  | Liquid Spray | CFU | 50000000 |  |  | 196 | in^2 | 0.12645 | m^2 | 682 | CFU | 300 | 6300 | FAC ppm (FAC mg/L) |  |  | 2 | 25 |  | 50 | Concrete Vertical | continuously wetted, then separate drying time |  |  |  | 6.95 | LRsurf | 0.01 | SD |  |  | 6.7694 | 5 | [9 empty] | yes | concrete |  | /in^2 |  |  |  |  | 6.7694
USEPA 2012 Assessment of Liquid and Physical Decontamition Methods for Environmental Surfaces Contamited with Bacterial Spores: Development and Evaluation of the Decontamition Procedural Steps |  | Liquid Spray | CFU | 50000000 |  |  | 196 | in^2 | 0.12645 | m^2 | 31 | CFU | 300 | 6300 | FAC ppm (FAC mg/L) |  |  | 2 | 25 |  | 50 | Dry Wall Vertical | continuously wetted, then separate drying time |  |  |  | 8.01 | LRsurf | 0.01 | SD |  |  | 7.7589 | 5 | [9 empty] | yes | wallboard |  | /in^2 |  |  |  |  | 7.7589
USEPA 2012 Assessment of Liquid and Physical Decontamition Methods for Environmental Surfaces Contamited with Bacterial Spores: Development and Evaluation of the Decontamition Procedural Steps |  | Liquid Spray | CFU | 50000000 |  |  | 196 | in^2 | 0.12645 | m^2 | 392 | CFU | 300 | 6300 | FAC ppm (FAC mg/L) |  |  | 2 | 25 |  | 50 | Rough-cut Wood Vertical | continuously wetted, then separate drying time |  |  |  | 7.24 | LRsurf | 0.01 | SD |  |  | 7.0682 | 5 | [9 empty] | yes | wood |  | /in^2 |  |  |  |  | 7.0682
USEPA 2012 Assessment of Liquid and Physical Decontamition Methods for Environmental Surfaces Contamited with Bacterial Spores: Development and Evaluation of the Decontamition Procedural Steps |  | Liquid Spray | CFU | 50000000 |  |  | 196 | in^2 | 0.12645 | m^2 | 0 | CFU | 300 | 6300 | FAC ppm (FAC mg/L) |  |  | 2 | 25 |  | 50 | Carpet Horizontal | continuously wetted, then separate drying time |  |  |  | 6.99 | LRsurf |  | SD |  |  | 7.0755 | 5 | slight fading | [9 empty] | carpet |  | /in^2 |  |  |  |  | 7.0755
USEPA 2012 Assessment of Liquid and Physical Decontamition Methods for Environmental Surfaces Contamited with Bacterial Spores: Development and Evaluation of the Decontamition Procedural Steps |  | Liquid Spray | CFU | 50000000 |  |  | 196 | in^2 | 0.12645 | m^2 | 136.4 | CFU | 300 | 6300 | FAC ppm (FAC mg/L) |  |  | 2 | 25 |  | 50 | Concrete Horizontal | continuously wetted, then separate drying time |  |  |  | 7.01 | LRsurf |  | SD |  |  | 6.8633 | 5 | [9 empty] | yes | concrete |  | /in^2 |  |  |  |  | 6.8633
USEPA 2012 Assessment of Liquid and Physical Decontamition Methods for Environmental Surfaces Contamited with Bacterial Spores: Development and Evaluation of the Decontamition Procedural Steps |  | Liquid Spray | CFU | 50000000 |  |  | 196 | in^2 | 0.12645 | m^2 | 3304.4 | CFU | 300 | 6300 | FAC ppm (FAC mg/L) |  |  | 2 | 25 |  | 50 | Deck Wood Horizontal | continuously wetted, then separate drying time |  |  |  | 7.22 | LRsurf |  | SD |  |  | 7.1732 | 5 | damage to seal | [8 empty] | yes | wood |  | /in^2 |  |  |  |  | 7.1732
USEPA 2012 Assessment of Liquid and Physical Decontamition Methods for Environmental Surfaces Contamited with Bacterial Spores: Development and Evaluation of the Decontamition Procedural Steps |  | Liquid Spray | CFU | 50000000 |  |  | 196 | in^2 | 0.12645 | m^2 | 169.4 | CFU | 300 | 6300 | FAC ppm (FAC mg/L) |  |  | 2 | 25 |  | 50 | Painted Wallboard Horizontal | continuously wetted, then separate drying time |  |  |  | 7.35 | LRsurf |  | SD |  |  | 7.6857 | 5 | [9 empty] | yes | wallboard |  | /in^2 |  |  |  |  | 7.6857
USEPA 2012 Assessment of Liquid and Physical Decontamition Methods for Environmental Surfaces Contamited with Bacterial Spores: Development and Evaluation of the Decontamition Procedural Steps |  | Liquid Spray | CFU | 50000000 |  |  | 196 | in^2 | 0.12645 | m^2 | 23099 | CFU | 300 | 6300 | FAC ppm (FAC mg/L) |  |  | 2 | 25 |  | 50 | Concrete vertical | continuously wetted, then separate drying time |  |  |  | 6.39 | LRsurf | 0.39 | SD |  |  | 6.5065 | 5 | [9 empty] | yes | concrete |  | /in^2 |  |  |  |  | 6.5065
USEPA 2012 Assessment of Liquid and Physical Decontamition Methods for Environmental Surfaces Contamited with Bacterial Spores: Development and Evaluation of the Decontamition Procedural Steps |  | Liquid Spray | CFU | 50000000 |  |  | 196 | in^2 | 0.12645 | m^2 | 0 | CFU | 300 | 6300 | FAC ppm (FAC mg/L) |  |  | 2 | 25 |  | 50 | Dry Wall vertical | continuously wetted, then separate drying time |  |  |  | 7.35 | LRsurf | 0.28000000000000003 | SD |  |  | 7.5563 | 5 | [9 empty] | yes | wallboard |  | /in^2 |  |  |  |  | 7.5563
USEPA 2012 Assessment of Liquid and Physical Decontamition Methods for Environmental Surfaces Contamited with Bacterial Spores: Development and Evaluation of the Decontamition Procedural Steps |  | Liquid Spray | CFU | 50000000 |  |  | 196 | in^2 | 0.12645 | m^2 | 106899 | CFU | 300 | 6300 | FAC ppm (FAC mg/L) |  |  | 2 | 25 |  | 50 | Rough-cut Wood vertical | continuously wetted, then separate drying time |  |  |  | 6.71 | LRsurf | 0.71 | SD |  |  | 7.1584 | 5 | [9 empty] | yes | wood |  | /in^2 |  |  |  |  | 7.1584
USEPA 2012 Assessment of Liquid and Physical Decontamition Methods for Environmental Surfaces Contamited with Bacterial Spores: Development and Evaluation of the Decontamition Procedural Steps |  | Liquid Spray | CFU | 50000000 |  |  | 196 | in^2 | 0.12645 | m^2 | 0 | CFU |  | 0 |  |  |  | 2 | 25 |  | 50 | Carpet Horizontal | continuously wetted, then separate drying time |  |  |  | 7.14 | LRsurf | 0.13 | SD |  |  | 7.0294 | 5 | slight fading | [9 empty] | carpet |  | /in^2 |  |  |  |  | 7.0294
USEPA 2012 Assessment of Liquid and Physical Decontamition Methods for Environmental Surfaces Contamited with Bacterial Spores: Development and Evaluation of the Decontamition Procedural Steps |  | Liquid Spray | CFU | 50000000 |  |  | 196 | in^2 | 0.12645 | m^2 | 24056 | CFU |  | 0 |  |  |  | 2 | 25 |  | 50 | Concrete Horizontal | continuously wetted, then separate drying time |  |  |  | 6.23 | LRsurf | 1.0900000000000001 | SD |  |  | 6.5855 | 5 | [9 empty] | yes | concrete |  | /in^2 |  |  |  |  | 6.5855
USEPA 2012 Assessment of Liquid and Physical Decontamition Methods for Environmental Surfaces Contamited with Bacterial Spores: Development and Evaluation of the Decontamition Procedural Steps |  | Liquid Spray | CFU | 50000000 |  |  | 196 | in^2 | 0.12645 | m^2 | 3709856 | CFU |  | 0 |  |  |  | 2 | 25 |  | 50 | Deck Wood Horizontal | continuously wetted, then separate drying time |  |  |  | 5.67 | LRsurf | 0.57999999999999996 | SD |  |  | 6.9965 | 5 | damage to seal | [8 empty] | yes | wood |  | /in^2 |  |  |  |  | 6.9965
USEPA 2012 Assessment of Liquid and Physical Decontamition Methods for Environmental Surfaces Contamited with Bacterial Spores: Development and Evaluation of the Decontamition Procedural Steps |  | Liquid Spray | CFU | 50000000 |  |  | 196 | in^2 | 0.12645 | m^2 | 0 | CFU |  | 0 |  |  |  | 2 | 25 |  | 50 | Painted Wallboard Horizontal | continuously wetted, then separate drying time |  |  |  | 7.85 | LRsurf | 0.01 | SD |  |  | 7.5966 | 5 | [9 empty] | yes | wallboard |  | /in^2 |  |  |  |  | 7.5966
USEPA 2012 Assessment of Liquid and Physical Decontamition Methods for Environmental Surfaces Contamited with Bacterial Spores: Development and Evaluation of the Decontamition Procedural Steps |  | Liquid Spray | CFU | 50000000 |  |  | 196 | in^2 | 0.12645 | m^2 | 47388 | CFU |  | 0 |  |  |  | 2 | 25 |  | 50 | Concrete vertical | continuously wetted, then separate drying time |  |  |  | 6.6 | LRsurf | 0.01 | SD |  |  | 6.4298 | 5 | [9 empty] | yes | concrete |  | /in^2 |  |  |  |  | 6.4298
USEPA 2012 Assessment of Liquid and Physical Decontamition Methods for Environmental Surfaces Contamited with Bacterial Spores: Development and Evaluation of the Decontamition Procedural Steps |  | Liquid Spray | CFU | 50000000 |  |  | 196 | in^2 | 0.12645 | m^2 | 533888 | CFU |  | 0 |  |  |  | 2 | 25 |  | 50 | Dry Wall vertical | continuously wetted, then separate drying time |  |  |  | 7.82 | LRsurf | 0.01 | SD |  |  | 7.567 | 5 | [9 empty] | yes | wallboard |  | /in^2 |  |  |  |  | 7.567
USEPA 2012 Assessment of Liquid and Physical Decontamition Methods for Environmental Surfaces Contamited with Bacterial Spores: Development and Evaluation of the Decontamition Procedural Steps |  | Liquid Spray | CFU | 50000000 |  |  | 196 | in^2 | 0.12645 | m^2 | 1649888 | CFU |  | 0 |  |  |  | 2 | 25 |  | 50 | Rough-cut Wood vertical | continuously wetted, then separate drying time |  |  |  | 5.7 | LRsurf | 1.06 | SD |  |  | 7.243 | 5 | [9 empty] | yes | wood |  | /in^2 |  |  |  |  | 7.243
USEPA 2012 Assessment of Liquid and Physical Decontamition Methods for Environmental Surfaces Contamited with Bacterial Spores: Development and Evaluation of the Decontamition Procedural Steps |  | Liquid Spray | CFU | 50000000 |  |  | 196 | in^2 | 0.12645 | m^2 | 617999962600 | CFU | 300 | 6300 | FAC ppm (FAC mg/L) |  |  | 2 | 25 |  | 50 | Rough-cut Wood vertical | continuously wetted, then separate drying time |  |  |  | 0.96 | LRsurf | 0.25 | SD |  |  | 8.4014 | 5 | [9 empty] | yes | wood |  | /in^2 |  |  |  |  | 8.4014
USEPA 2012 Assessment of Liquid and Physical Decontamition Methods for Environmental Surfaces Contamited with Bacterial Spores: Development and Evaluation of the Decontamition Procedural Steps |  | Liquid Spray | CFU | 50000000 |  |  | 196 | in^2 | 0.12645 | m^2 | 617999962600 | CFU | 300 | 6300 | FAC ppm (FAC mg/L) |  |  | 2 | 25 |  | 50 | Rough-cut Wood vertical | continuously wetted, then separate drying time |  |  |  | 6.78 | LRsurf | 0.94 | SD |  |  | 8.4014 | 5 | [9 empty] | yes | wood |  | /in^2 |  |  |  |  | 8.4014
USEPA 2012 Assessment of Liquid and Physical Decontamition Methods for Environmental Surfaces Contamited with Bacterial Spores: Development and Evaluation of the Decontamition Procedural Steps |  | Liquid Spray | CFU | 50000000 |  |  | 196 | in^2 | 0.12645 | m^2 | 617999962600 | CFU | 300 | 6300 | FAC ppm (FAC mg/L) |  |  | 2 | 25 |  | 50 | Rough-cut Wood vertical | continuously wetted, then separate drying time |  |  |  | 6.79 | LRsurf | 0.01 | SD |  |  | 8.4014 | 5 | [9 empty] | yes | wood |  | /in^2 |  |  |  |  | 8.4014
USEPA 2012 Assessment of Liquid and Physical Decontamition Methods for Environmental Surfaces Contamited with Bacterial Spores: Development and Evaluation of the Decontamition Procedural Steps |  | Liquid Spray | CFU | 10000000 |  |  | 196 | in^2 | 0.12645 | m^2 | 14620.516440220854 | CFU | 300 | 6300 | FAC ppm (FAC mg/L) |  |  | 2 | 25 |  | 50 | deck wood Vertical | time till water rinse, then separate drying time |  |  |  | 6.5 | LRsurf |  | SD |  |  |  | 5 |  | 84.6 | mL | 84.6 | mL |  |  |  |  | yes | wood | 0.66903 | mL/in^2
USEPA 2012 Assessment of Liquid and Physical Decontamition Methods for Environmental Surfaces Contamited with Bacterial Spores: Development and Evaluation of the Decontamition Procedural Steps |  | Liquid Spray | CFU | 10000000 |  |  | 196 | in^2 | 0.12645 | m^2 | 0 | CFU | 300 | 6300 | FAC ppm (FAC mg/L) |  |  | 2 | 25 |  | 50 | deck wood Vertical | time till water rinse, then separate drying time |  |  |  | 6.7 | LRsurf |  | SD |  |  |  | 5 |  | 253.8 | mL | 253.8 | mL |  |  |  |  | yes | wood | 2.0071 | mL/in^2
USEPA 2012 Assessment of Liquid and Physical Decontamition Methods for Environmental Surfaces Contamited with Bacterial Spores: Development and Evaluation of the Decontamition Procedural Steps |  | Liquid Spray | CFU | 10000000 |  |  | 196 | in^2 | 0.12645 | m^2 | 1304.5582613412539 | CFU | 300 | 6300 | FAC ppm (FAC mg/L) |  |  | 2 | 25 |  | 50 | deck wood Vertical | time till water rinse, then separate drying time |  |  |  | 6.6 | LRsurf |  | SD |  |  |  | 5 |  | 253.8 | mL | 253.8 | mL |  |  |  |  | yes | wood | 2.0071 | mL/in^2
USEPA 2014 Parametric Testing of Decontamition Chemistries to Guide Decontamition Selection I: Peracetic Acid |  | Liquid Spray | CFU | 1000000 |  |  | 8.5 | cm^2 | 0.00085 | m^2 | [7 empty] | 1 | 21.9 |  | 50 | Carpet | time until neutralization | 10 |  |  | 0.33 | LR | 0.27 | SD |  |  |  | 5 | [10 empty] | carpet |  | /cm^2
USEPA 2014 Parametric Testing of Decontamition Chemistries to Guide Decontamition Selection I: Peracetic Acid |  | Liquid Spray | CFU | 20000000 |  |  | 8.5 | cm^2 | 0.00085 | m^2 | [7 empty] | 1 | 21.9 |  | 50 | Concrete | time until neutralization | 10 |  |  | 1.4 | LR | 0.21 | SD |  |  |  | 5 | [10 empty] | concrete |  | /cm^2
USEPA 2014 Parametric Testing of Decontamition Chemistries to Guide Decontamition Selection I: Peracetic Acid |  | Liquid Spray | CFU | 20000000 |  |  | 8.5 | cm^2 | 0.00085 | m^2 | [7 empty] | 1 | 21.9 |  | 50 | Wood | time until neutralization | 10 |  |  | 1.9 | LR | 0.18 | SD |  |  |  | 5 | [10 empty] | wood |  | /cm^2
USEPA 2014 Parametric Testing of Decontamition Chemistries to Guide Decontamition Selection I: Peracetic Acid |  | Liquid Spray | CFU | 20000000 |  |  | 8.5 | cm^2 | 0.00085 | m^2 | [7 empty] | 1 | 21.9 |  | 50 | vinyl flooring | time until neutralization | 10 |  |  | 1.5 | LR | 0.75 | SD |  |  |  | 5 | [10 empty] | smooth tile |  | /cm^2
USEPA 2014 Parametric Testing of Decontamition Chemistries to Guide Decontamition Selection I: Peracetic Acid |  | Liquid Spray | CFU | 20000000 |  |  | 8.5 | cm^2 | 0.00085 | m^2 | [7 empty] | 1 | 21.9 |  | 50 | Glass | time until neutralization | 10 |  |  | 1.4 | LR | 0.33 | SD |  |  |  | 5 | [10 empty] | glass |  | /cm^2
USEPA 2014 Parametric Testing of Decontamition Chemistries to Guide Decontamition Selection I: Peracetic Acid |  | Liquid Spray | CFU | 20000000 |  |  | 8.5 | cm^2 | 0.00085 | m^2 | [7 empty] | 1 | 22 |  | 50 | Carpet | time until neutralization | 30 |  |  | 1.5 | LR | 0.49 | SD |  |  |  | 5 | [10 empty] | carpet |  | /cm^2
USEPA 2014 Parametric Testing of Decontamition Chemistries to Guide Decontamition Selection I: Peracetic Acid |  | Liquid Spray | CFU | 20000000 |  |  | 8.5 | cm^2 | 0.00085 | m^2 | [7 empty] | 1 | 22 |  | 50 | Carpet | time until neutralization | 30 |  |  | 2.3 | LR | 0.14000000000000001 | SD |  |  |  | 5 | [10 empty] | carpet |  | /cm^2
USEPA 2014 Parametric Testing of Decontamition Chemistries to Guide Decontamition Selection I: Peracetic Acid |  | Liquid Spray | CFU | 20000000 |  |  | 8.5 | cm^2 | 0.00085 | m^2 | [7 empty] | 1 | 22 |  | 50 | Carpet | time until neutralization | 30 |  |  | 1.4 | LR | 0.45 | SD |  |  |  | 5 | [10 empty] | carpet |  | /cm^2
USEPA 2014 Parametric Testing of Decontamition Chemistries to Guide Decontamition Selection I: Peracetic Acid |  | Liquid Spray | CFU | 20000000 |  |  | 8.5 | cm^2 | 0.00085 | m^2 | [7 empty] | 1 | 22 |  | 50 | Carpet | time until neutralization | 30 |  |  | 2.1 | LR | 0.09 | SD |  |  |  | 5 | [10 empty] | carpet |  | /cm^2
USEPA 2014 Parametric Testing of Decontamition Chemistries to Guide Decontamition Selection I: Peracetic Acid |  | Liquid Spray | CFU | 20000000 |  |  | 8.5 | cm^2 | 0.00085 | m^2 | [7 empty] | 1 | 22 |  | 50 | Carpet | time until neutralization | 30 |  |  | 1.8 | LR | 0.26 | SD |  |  |  | 5 | [10 empty] | carpet |  | /cm^2
USEPA 2014 Parametric Testing of Decontamition Chemistries to Guide Decontamition Selection I: Peracetic Acid |  | Liquid Spray | CFU | 20000000 |  |  | 8.5 | cm^2 | 0.00085 | m^2 | [7 empty] | 1 | 22 |  | 50 | Carpet | time until neutralization | 30 |  |  | 1.7 | LR | 0.32 | SD |  |  |  | 5 | [10 empty] | carpet |  | /cm^2
USEPA 2014 Parametric Testing of Decontamition Chemistries to Guide Decontamition Selection I: Peracetic Acid |  | Liquid Spray | CFU | 20000000 |  |  | 8.5 | cm^2 | 0.00085 | m^2 | [7 empty] | 1 | 22 |  | 50 | Concrete | time until neutralization | 30 |  |  | 0.7 | LR | 0.47 | SD |  |  |  | 5 | [10 empty] | concrete |  | /cm^2
USEPA 2014 Parametric Testing of Decontamition Chemistries to Guide Decontamition Selection I: Peracetic Acid |  | Liquid Spray | CFU | 20000000 |  |  | 8.5 | cm^2 | 0.00085 | m^2 | [7 empty] | 1 | 22 |  | 50 | Concrete | time until neutralization | 30 |  |  | 0.3 | LR | 0.12 | SD |  |  |  | 5 | [10 empty] | concrete |  | /cm^2
USEPA 2014 Parametric Testing of Decontamition Chemistries to Guide Decontamition Selection I: Peracetic Acid |  | Liquid Spray | CFU | 20000000 |  |  | 8.5 | cm^2 | 0.00085 | m^2 | [7 empty] | 1 | 22 |  | 50 | Concrete | time until neutralization | 30 |  |  | 0.3 | LR | 0.06 | SD |  |  |  | 5 | [10 empty] | concrete |  | /cm^2
USEPA 2014 Parametric Testing of Decontamition Chemistries to Guide Decontamition Selection I: Peracetic Acid |  | Liquid Spray | CFU | 20000000 |  |  | 8.5 | cm^2 | 0.00085 | m^2 | [7 empty] | 1 | 22 |  | 50 | Glass | time until neutralization | 30 |  |  | 3.3 | LR | 0.8 | SD |  |  |  | 5 | [10 empty] | glass |  | /cm^2
USEPA 2014 Parametric Testing of Decontamition Chemistries to Guide Decontamition Selection I: Peracetic Acid |  | Liquid Spray | CFU | 20000000 |  |  | 8.5 | cm^2 | 0.00085 | m^2 | [7 empty] | 1 | 22 |  | 50 | Glass | time until neutralization | 30 |  |  | 4.9 | LR | 2 | SD |  |  |  | 5 | [10 empty] | glass |  | /cm^2
USEPA 2014 Parametric Testing of Decontamition Chemistries to Guide Decontamition Selection I: Peracetic Acid |  | Liquid Spray | CFU | 20000000 |  |  | 8.5 | cm^2 | 0.00085 | m^2 | [7 empty] | 1 | 22 |  | 50 | Glass | time until neutralization | 30 |  |  | 3.5 | LR | 1.2 | SD |  |  |  | 5 | [10 empty] | glass |  | /cm^2
USEPA 2014 Parametric Testing of Decontamition Chemistries to Guide Decontamition Selection I: Peracetic Acid |  | Liquid Spray | CFU | 20000000 |  |  | 8.5 | cm^2 | 0.00085 | m^2 | [7 empty] | 1 | 22 |  | 50 | Glass | time until neutralization | 30 |  |  | 5.3 | LR | 1.8 | SD |  |  |  | 5 | [10 empty] | glass |  | /cm^2
USEPA 2014 Parametric Testing of Decontamition Chemistries to Guide Decontamition Selection I: Peracetic Acid |  | Liquid Spray | CFU | 20000000 |  |  | 8.5 | cm^2 | 0.00085 | m^2 | [7 empty] | 1 | 22 |  | 50 | Glass | time until neutralization | 30 |  |  | 3.5 | LR | 0.61 | SD |  |  |  | 5 | [10 empty] | glass |  | /cm^2
USEPA 2014 Parametric Testing of Decontamition Chemistries to Guide Decontamition Selection I: Peracetic Acid |  | Liquid Spray | CFU | 20000000 |  |  | 8.5 | cm^2 | 0.00085 | m^2 | [7 empty] | 1 | 22 |  | 50 | Glass | time until neutralization | 30 |  |  | 2.6 | LR | 0.73 | SD |  |  |  | 5 | [10 empty] | glass |  | /cm^2
USEPA 2014 Parametric Testing of Decontamition Chemistries to Guide Decontamition Selection I: Peracetic Acid |  | Liquid Spray | CFU | 20000000 |  |  | 8.5 | cm^2 | 0.00085 | m^2 | [7 empty] | 1 | 22 |  | 50 | vinyl flooring | time until neutralization | 30 |  |  | 2.6 | LR | 0.72 | SD |  |  |  | 5 | [10 empty] | smooth tile |  | /cm^2
USEPA 2014 Parametric Testing of Decontamition Chemistries to Guide Decontamition Selection I: Peracetic Acid |  | Liquid Spray | CFU | 20000000 |  |  | 8.5 | cm^2 | 0.00085 | m^2 | [7 empty] | 1 | 22 |  | 50 | vinyl flooring | time until neutralization | 30 |  |  | 4.2 | LR | 0.33 | SD |  |  |  | 5 | [10 empty] | smooth tile |  | /cm^2
USEPA 2014 Parametric Testing of Decontamition Chemistries to Guide Decontamition Selection I: Peracetic Acid |  | Liquid Spray | CFU | 20000000 |  |  | 8.5 | cm^2 | 0.00085 | m^2 | [7 empty] | 1 | 22 |  | 50 | vinyl flooring | time until neutralization | 30 |  |  | 2.9 | LR | 0.38 | SD |  |  |  | 5 | [10 empty] | smooth tile |  | /cm^2
USEPA 2014 Parametric Testing of Decontamition Chemistries to Guide Decontamition Selection I: Peracetic Acid |  | Liquid Spray | CFU | 20000000 |  |  | 8.5 | cm^2 | 0.00085 | m^2 | [7 empty] | 1 | 22 |  | 50 | vinyl flooring | time until neutralization | 30 |  |  | 2.6 | LR | 0.3 | SD |  |  |  | 5 | [10 empty] | smooth tile |  | /cm^2
USEPA 2014 Parametric Testing of Decontamition Chemistries to Guide Decontamition Selection I: Peracetic Acid |  | Liquid Spray | CFU | 20000000 |  |  | 8.5 | cm^2 | 0.00085 | m^2 | [7 empty] | 1 | 22 |  | 50 | vinyl flooring | time until neutralization | 30 |  |  | 3.7 | LR | 0.8 | SD |  |  |  | 5 | [10 empty] | smooth tile |  | /cm^2
USEPA 2014 Parametric Testing of Decontamition Chemistries to Guide Decontamition Selection I: Peracetic Acid |  | Liquid Spray | CFU | 20000000 |  |  | 8.5 | cm^2 | 0.00085 | m^2 | [7 empty] | 1 | 22 |  | 50 | vinyl flooring | time until neutralization | 30 |  |  | 3 | LR | 0.73 | SD |  |  |  | 5 | [10 empty] | smooth tile |  | /cm^2
USEPA 2014 Parametric Testing of Decontamition Chemistries to Guide Decontamition Selection I: Peracetic Acid |  | Liquid Spray | CFU | 2000000 |  |  | 8.5 | cm^2 | 0.00085 | m^2 | [7 empty] | 1 | 22 |  | 50 | Wood | time until neutralization | 30 |  |  | 2 | LR | 0.86 | SD |  |  |  | 5 | [10 empty] | wood |  | /cm^2
USEPA 2014 Parametric Testing of Decontamition Chemistries to Guide Decontamition Selection I: Peracetic Acid |  | Liquid Spray | CFU | 2000000 |  |  | 8.5 | cm^2 | 0.00085 | m^2 | [7 empty] | 1 | 22 |  | 50 | Wood | time until neutralization | 30 |  |  | 3.7 | LR | 0.89 | SD |  |  |  | 5 | [10 empty] | wood |  | /cm^2
USEPA 2014 Parametric Testing of Decontamition Chemistries to Guide Decontamition Selection I: Peracetic Acid |  | Liquid Spray | CFU | 2000000 |  |  | 8.5 | cm^2 | 0.00085 | m^2 | [7 empty] | 1 | 22 |  | 50 | Wood | time until neutralization | 30 |  |  | 2.2 | LR | 0.3 | SD |  |  |  | 5 | [10 empty] | wood |  | /cm^2
USEPA 2014 Parametric Testing of Decontamition Chemistries to Guide Decontamition Selection I: Peracetic Acid |  | Liquid Spray | CFU | 2000000 |  |  | 8.5 | cm^2 | 0.00085 | m^2 | [7 empty] | 1 | 22 |  | 50 | Wood | time until neutralization | 30 |  |  | 3 | LR | 0.32 | SD |  |  |  | 5 | [10 empty] | wood |  | /cm^2
USEPA 2014 Parametric Testing of Decontamition Chemistries to Guide Decontamition Selection I: Peracetic Acid |  | Liquid Spray | CFU | 2000000 |  |  | 8.5 | cm^2 | 0.00085 | m^2 | [7 empty] | 1 | 22 |  | 50 | Wood | time until neutralization | 30 |  |  | 2.1 | LR | 0.48 | SD |  |  |  | 5 | [10 empty] | wood |  | /cm^2
USEPA 2014 Parametric Testing of Decontamition Chemistries to Guide Decontamition Selection I: Peracetic Acid |  | Liquid Spray | CFU | 2000000 |  |  | 8.5 | cm^2 | 0.00085 | m^2 | [7 empty] | 1 | 22 |  | 50 | Wood | time until neutralization | 30 |  |  | 2.7 | LR | 0.25 | SD |  |  |  | 5 | [10 empty] | wood |  | /cm^2
Ryan 2014 Effect of inoculation method on the determition of decontamition efficacy against Bacillus spores |  | Liquid Spray | CFU | 2000000 |  |  | 2.54 | cm^2 | 0.000254 | m^2 | combined |  |  | 6350 | FAC ppm (FAC mg/L) |  |  |  | 25 |  | 50 | carpet | continuously wetted |  |  |  | 0.0021322 | LR |  | SD |  |  |  | 5 | [10 empty] | carpet |  | /cm^2
Ryan 2014 Effect of inoculation method on the determition of decontamition efficacy against Bacillus spores |  | Liquid Spray | CFU | 2000000 |  |  | 2.54 | cm^2 | 0.000254 | m^2 | combined |  |  | 6350 | FAC ppm (FAC mg/L) |  |  |  | 25 |  | 50 | carpet | continuously wetted | 9.8507 |  |  | 0.0056253 | LR |  | SD |  |  |  | 5 | [10 empty] | carpet |  | /cm^2
Ryan 2014 Effect of inoculation method on the determition of decontamition efficacy against Bacillus spores |  | Liquid Spray | CFU | 1000000 |  |  | 2.54 | cm^2 | 0.000254 | m^2 | combined |  |  | 6350 | FAC ppm (FAC mg/L) |  |  |  | 25 |  | 50 | carpet | continuously wetted | 30.1846 |  |  | 0.45964 | LR |  | SD |  |  |  | 5 | [10 empty] | carpet |  | /cm^2
Ryan 2014 Effect of inoculation method on the determition of decontamition efficacy against Bacillus spores |  | Liquid Spray | CFU | 1000000 |  |  | 2.54 | cm^2 | 0.000254 | m^2 | combined |  |  | 6350 | FAC ppm (FAC mg/L) |  |  |  | 25 |  | 50 | carpet | continuously wetted | 60.1235 |  |  | 0.27877 | LR |  | SD |  |  |  | 5 | [10 empty] | carpet |  | /cm^2
Ryan 2014 Effect of inoculation method on the determition of decontamition efficacy against Bacillus spores |  | Liquid Spray | CFU | 1000000 |  |  | 2.54 | cm^2 | 0.000254 | m^2 | combined |  |  | 6350 | FAC ppm (FAC mg/L) |  |  |  | 25 |  | 50 | carpet | continuously wetted |  |  |  | 0.023363 | LR |  | SD |  |  |  | 5 | [10 empty] | carpet |  | /cm^2
Ryan 2014 Effect of inoculation method on the determition of decontamition efficacy against Bacillus spores |  | Liquid Spray | CFU | 1000000 |  |  | 2.54 | cm^2 | 0.000254 | m^2 | combined |  |  | 6350 | FAC ppm (FAC mg/L) |  |  |  | 25 |  | 50 | carpet | continuously wetted | 9.8276 |  |  | 1.4524 | LR |  | SD |  |  |  | 5 | [10 empty] | carpet |  | /cm^2
Ryan 2014 Effect of inoculation method on the determition of decontamition efficacy against Bacillus spores |  | Liquid Spray | CFU | 1000000 |  |  | 2.54 | cm^2 | 0.000254 | m^2 | combined |  |  | 6350 | FAC ppm (FAC mg/L) |  |  |  | 25 |  | 50 | carpet | continuously wetted | 29.7698 |  |  | 2.3957 | LR |  | SD |  |  |  | 5 | [10 empty] | carpet |  | /cm^2
Ryan 2014 Effect of inoculation method on the determition of decontamition efficacy against Bacillus spores |  | Liquid Spray | CFU | 1000000 |  |  | 2.54 | cm^2 | 0.000254 | m^2 | combined |  |  | 6350 | FAC ppm (FAC mg/L) |  |  |  | 25 |  | 50 | carpet | continuously wetted | 59.9554 |  |  | 2.7894 | LR |  | SD |  |  |  | 5 | [10 empty] | carpet |  | /cm^2
Ryan 2014 Effect of inoculation method on the determition of decontamition efficacy against Bacillus spores |  | Liquid Spray | CFU | 1000000 |  |  | 2.54 | cm^2 | 0.000254 | m^2 | combined |  |  | 6350 | FAC ppm (FAC mg/L) |  |  |  | 25 |  | 50 | galvanized metal | continuously wetted |  |  |  | 0.035477 | LR |  | SD |  |  |  | 5 | [10 empty] | steel |  | /cm^2
Ryan 2014 Effect of inoculation method on the determition of decontamition efficacy against Bacillus spores |  | Liquid Spray | CFU | 1000000 |  |  | 2.54 | cm^2 | 0.000254 | m^2 | combined |  |  | 6350 | FAC ppm (FAC mg/L) |  |  |  | 25 |  | 50 | galvanized metal | continuously wetted | 9.7166 |  |  | 1.1885 | LR |  | SD |  |  |  | 5 | [10 empty] | steel |  | /cm^2
Ryan 2014 Effect of inoculation method on the determition of decontamition efficacy against Bacillus spores |  | Liquid Spray | CFU | 1000000 |  |  | 2.54 | cm^2 | 0.000254 | m^2 | combined |  |  | 6350 | FAC ppm (FAC mg/L) |  |  |  | 25 |  | 50 | galvanized metal | continuously wetted | 29.8785 |  |  | 4.8248 | LR |  | SD |  |  |  | 5 | [10 empty] | steel |  | /cm^2
Ryan 2014 Effect of inoculation method on the determition of decontamition efficacy against Bacillus spores |  | Liquid Spray | CFU | 1000000 |  |  | 2.54 | cm^2 | 0.000254 | m^2 | combined |  |  | 6350 | FAC ppm (FAC mg/L) |  |  |  | 25 |  | 50 | galvanized metal | continuously wetted | 60.1215 |  |  | 4.3814 | LR |  | SD |  |  |  | 5 | [10 empty] | steel |  | /cm^2
Ryan 2014 Effect of inoculation method on the determition of decontamition efficacy against Bacillus spores |  | Liquid Spray | CFU | 10000 |  |  | 2.54 | cm^2 | 0.000254 | m^2 | combined |  |  | 6350 | FAC ppm (FAC mg/L) |  |  |  | 25 |  | 50 | galvanized metal | continuously wetted |  |  |  | 0.053215 | LR |  | SD |  |  |  | 5 | [10 empty] | steel |  | /cm^2
Ryan 2014 Effect of inoculation method on the determition of decontamition efficacy against Bacillus spores |  | Liquid Spray | CFU | 10000 |  |  | 2.54 | cm^2 | 0.000254 | m^2 | combined |  |  | 6350 | FAC ppm (FAC mg/L) |  |  |  | 25 |  | 50 | galvanized metal | continuously wetted | 9.9595 |  |  | 1.1707 | LR |  | SD |  |  |  | 5 | [10 empty] | steel |  | /cm^2
Ryan 2014 Effect of inoculation method on the determition of decontamition efficacy against Bacillus spores |  | Liquid Spray | CFU | 950000 |  |  | 2.54 | cm^2 | 0.000254 | m^2 | combined |  |  | 6350 | FAC ppm (FAC mg/L) |  |  |  | 25 |  | 50 | galvanized metal | continuously wetted | 29.8785 |  |  | 4.0089 | LR |  | SD |  |  |  | 5 | [10 empty] | steel |  | /cm^2
Ryan 2014 Effect of inoculation method on the determition of decontamition efficacy against Bacillus spores |  | Liquid Spray | CFU | 950000 |  |  | 2.54 | cm^2 | 0.000254 | m^2 | combined |  |  | 6350 | FAC ppm (FAC mg/L) |  |  |  | 25 |  | 50 | galvanized metal | continuously wetted | 60.1215 |  |  | 4.8071 | LR |  | SD |  |  |  | 5 | [10 empty] | steel |  | /cm^2
Ryan 2014 Effect of inoculation method on the determition of decontamition efficacy against Bacillus spores |  | Liquid Spray | CFU | 950000 |  |  | 2.54 | cm^2 | 0.000254 | m^2 | combined |  |  | 6350 | FAC ppm (FAC mg/L) |  |  |  | 25 |  | 50 | painted wallboard paper | continuously wetted |  |  |  | -0.019231 | LR |  | SD |  |  |  | 5 | [10 empty] | wallboard |  | /cm^2
Ryan 2014 Effect of inoculation method on the determition of decontamition efficacy against Bacillus spores |  | Liquid Spray | CFU | 950000 |  |  | 2.54 | cm^2 | 0.000254 | m^2 | combined |  |  | 6350 | FAC ppm (FAC mg/L) |  |  |  | 25 |  | 50 | painted wallboard paper | continuously wetted | 9.8223 |  |  | 4.0962 | LR |  | SD |  |  |  | 5 | [10 empty] | wallboard |  | /cm^2
Ryan 2014 Effect of inoculation method on the determition of decontamition efficacy against Bacillus spores |  | Liquid Spray | CFU | 950000 |  |  | 2.54 | cm^2 | 0.000254 | m^2 | combined |  |  | 6350 | FAC ppm (FAC mg/L) |  |  |  | 25 |  | 50 | painted wallboard paper | continuously wetted | 29.8773 |  |  | 3.4231 | LR |  | SD |  |  |  | 5 | [10 empty] | wallboard |  | /cm^2
Ryan 2014 Effect of inoculation method on the determition of decontamition efficacy against Bacillus spores |  | Liquid Spray | CFU | 950000 |  |  | 2.54 | cm^2 | 0.000254 | m^2 | combined |  |  | 6350 | FAC ppm (FAC mg/L) |  |  |  | 25 |  | 50 | painted wallboard paper | continuously wetted | 60.2301 |  |  | 2.0192 | LR |  | SD |  |  |  | 5 | [10 empty] | wallboard |  | /cm^2
Ryan 2014 Effect of inoculation method on the determition of decontamition efficacy against Bacillus spores |  | Liquid Spray | CFU | 950000 |  |  | 2.54 | cm^2 | 0.000254 | m^2 | combined |  |  | 6350 | FAC ppm (FAC mg/L) |  |  |  | 25 |  | 50 | painted wallboard paper | continuously wetted | 0.39529 |  |  | -1.3323e-15 | LR |  | SD |  |  |  | 5 | [10 empty] | wallboard |  | /cm^2
Ryan 2014 Effect of inoculation method on the determition of decontamition efficacy against Bacillus spores |  | Liquid Spray | CFU | 950000 |  |  | 2.54 | cm^2 | 0.000254 | m^2 | combined |  |  | 6350 | FAC ppm (FAC mg/L) |  |  |  | 25 |  | 50 | painted wallboard paper | continuously wetted | 9.9947 |  |  | 1.6346 | LR |  | SD |  |  |  | 5 | [10 empty] | wallboard |  | /cm^2
Ryan 2014 Effect of inoculation method on the determition of decontamition efficacy against Bacillus spores |  | Liquid Spray | CFU | 950000 |  |  | 2.54 | cm^2 | 0.000254 | m^2 | combined |  |  | 6350 | FAC ppm (FAC mg/L) |  |  |  | 25 |  | 50 | painted wallboard paper | continuously wetted | 30.3027 |  |  | 1.6154 | LR |  | SD |  |  |  | 5 | [10 empty] | wallboard |  | /cm^2
Ryan 2014 Effect of inoculation method on the determition of decontamition efficacy against Bacillus spores |  | Liquid Spray | CFU | 950000 |  |  | 2.54 | cm^2 | 0.000254 | m^2 | combined |  |  | 6350 | FAC ppm (FAC mg/L) |  |  |  | 25 |  | 50 | painted wallboard paper | continuously wetted | 60.478 |  |  | 2.9808 | LR |  | SD |  |  |  | 5 | [10 empty] | wallboard |  | /cm^2
Ryan 2014 Effect of inoculation method on the determition of decontamition efficacy against Bacillus spores |  | Liquid Spray | CFU | 950000 |  |  | 2.54 | cm^2 | 0.000254 | m^2 | combined |  |  | 6350 | FAC ppm (FAC mg/L) |  |  |  | 25 |  | 50 | bare fir wood | continuously wetted |  |  |  | -0.059397 | LR |  | SD |  |  |  | 5 | [10 empty] | bare wood |  | /cm^2
Ryan 2014 Effect of inoculation method on the determition of decontamition efficacy against Bacillus spores |  | Liquid Spray | CFU | 950000 |  |  | 2.54 | cm^2 | 0.000254 | m^2 | combined |  |  | 6350 | FAC ppm (FAC mg/L) |  |  |  | 25 |  | 50 | bare fir wood | continuously wetted | 10.0366 |  |  | 0.39835 | LR |  | SD |  |  |  | 5 | [10 empty] | bare wood |  | /cm^2
Ryan 2014 Effect of inoculation method on the determition of decontamition efficacy against Bacillus spores |  | Liquid Spray | CFU | 950000 |  |  | 2.54 | cm^2 | 0.000254 | m^2 | combined |  |  | 6350 | FAC ppm (FAC mg/L) |  |  |  | 25 |  | 50 | bare fir wood | continuously wetted | 29.855 |  |  | 0.86869 | LR |  | SD |  |  |  | 5 | [10 empty] | bare wood |  | /cm^2
Ryan 2014 Effect of inoculation method on the determition of decontamition efficacy against Bacillus spores |  | Liquid Spray | CFU | 950000 |  |  | 2.54 | cm^2 | 0.000254 | m^2 | combined |  |  | 6350 | FAC ppm (FAC mg/L) |  |  |  | 25 |  | 50 | bare fir wood | continuously wetted | 60.2394 |  |  | 1.2954 | LR |  | SD |  |  |  | 5 | [10 empty] | bare wood |  | /cm^2
Ryan 2014 Effect of inoculation method on the determition of decontamition efficacy against Bacillus spores |  | Liquid Spray | CFU | 950000 |  |  | 2.54 | cm^2 | 0.000254 | m^2 | combined |  |  | 6350 | FAC ppm (FAC mg/L) |  |  |  | 25 |  | 50 | bare fir wood | continuously wetted |  |  |  | -0.077798 | LR |  | SD |  |  |  | 5 | [10 empty] | bare wood |  | /cm^2
Ryan 2014 Effect of inoculation method on the determition of decontamition efficacy against Bacillus spores |  | Liquid Spray | CFU | 950000 |  |  | 2.54 | cm^2 | 0.000254 | m^2 | combined |  |  | 6350 | FAC ppm (FAC mg/L) |  |  |  | 25 |  | 50 | bare fir wood | continuously wetted | 10.0203 |  |  | 1.4007 | LR |  | SD |  |  |  | 5 | [10 empty] | bare wood |  | /cm^2
Ryan 2014 Effect of inoculation method on the determition of decontamition efficacy against Bacillus spores |  | Liquid Spray | CFU | 1000000 |  |  | 2.54 | cm^2 | 0.000254 | m^2 | combined |  |  | 6350 | FAC ppm (FAC mg/L) |  |  |  | 25 |  | 50 | bare fir wood | continuously wetted | 29.832 |  |  | 2.2794 | LR |  | SD |  |  |  | 5 | [10 empty] | bare wood |  | /cm^2
Ryan 2014 Effect of inoculation method on the determition of decontamition efficacy against Bacillus spores |  | Liquid Spray | CFU | 1000000 |  |  | 2.54 | cm^2 | 0.000254 | m^2 | combined |  |  | 6350 | FAC ppm (FAC mg/L) |  |  |  | 25 |  | 50 | bare fir wood | continuously wetted | 60.0884 |  |  | 2.5576 | LR |  | SD |  |  |  | 5 | [10 empty] | bare wood |  | /cm^2
Calfee 2011 Lab-scale assessment to support remediation of outdoor surfaces contamited with Bacillus anthracis spores |  | Liquid Spray | CFU | 1000000 |  |  | 14.25 | cm^2 | 0.001425 | m^2 | combined |  |  | 6200 | FAC ppm (FAC mg/L) |  |  |  | 25 |  | 50 | Porcelain | time before neutralization |  |  | ≥ | 7.8 | LR | [5 empty] | 5 | [10 empty] | smooth tile |  | /cm^2 |  |  |  | 0 | 7.8
Calfee 2011 Lab-scale assessment to support remediation of outdoor surfaces contamited with Bacillus anthracis spores |  | Liquid Spray | CFU | 1000000 |  |  | 14.25 | cm^2 | 0.001425 | m^2 | combined |  |  | 6200 | FAC ppm (FAC mg/L) |  |  |  | 25 |  | 50 | Asphalt Paving | time before neutralization |  |  |  | 3.6 | LR | [5 empty] | 5 | [10 empty] | asphalt |  | /cm^2
Calfee 2011 Lab-scale assessment to support remediation of outdoor surfaces contamited with Bacillus anthracis spores |  | Liquid Spray | CFU | 1000000 |  |  | 14.25 | cm^2 | 0.001425 | m^2 | combined |  |  | 6200 | FAC ppm (FAC mg/L) |  |  |  | 25 |  | 50 | Aluminum | time before neutralization |  |  | ≥ | 7.91 | LR | [5 empty] | 5 | [12 empty] | /cm^2 |  |  |  | 0 | 7.91
Calfee 2011 Lab-scale assessment to support remediation of outdoor surfaces contamited with Bacillus anthracis spores |  | Liquid Spray | CFU | 1000000 |  |  | 14.25 | cm^2 | 0.001425 | m^2 | combined |  |  | 6200 | FAC ppm (FAC mg/L) |  |  |  | 25 |  | 50 | Butyl Rubber | time before neutralization |  |  | ≥ | 7 | LR | [5 empty] | 5 | [12 empty] | /cm^2 |  |  |  | 0 | 7
Calfee 2011 Lab-scale assessment to support remediation of outdoor surfaces contamited with Bacillus anthracis spores |  | Liquid Spray | CFU | 1000000 |  |  | 3.5 | cm^2 | 0.00035 | m^2 | combined |  |  | 6200 | FAC ppm (FAC mg/L) |  |  |  | 25 |  | 50 | Concrete | time before neutralization |  |  |  | 6.27 | LR | [5 empty] | 5 | [10 empty] | concrete |  | /cm^2
Calfee 2011 Lab-scale assessment to support remediation of outdoor surfaces contamited with Bacillus anthracis spores |  | Liquid Spray | CFU | 1000000 |  |  | 14.25 | cm^2 | 0.001425 | m^2 | combined |  |  | 6200 | FAC ppm (FAC mg/L) |  |  |  | 25 |  | 50 | Brick | time before neutralization |  |  | ≥ | 6.91 | LR | [5 empty] | 5 | [10 empty] | brick |  | /cm^2 |  |  |  | 0 | 6.91
Calfee 2011 Lab-scale assessment to support remediation of outdoor surfaces contamited with Bacillus anthracis spores |  | Liquid Spray | CFU | 1000000 |  |  | 14.25 | cm^2 | 0.001425 | m^2 | combined |  |  | 6200 | FAC ppm (FAC mg/L) |  |  |  | 25 |  | 50 | Granite | time before neutralization |  |  | ≥ | 7.62 | LR | [5 empty] | 5 | [10 empty] | smooth tile |  | /cm^2 |  |  |  | 0 | 7.62
Calfee 2011 Lab-scale assessment to support remediation of outdoor surfaces contamited with Bacillus anthracis spores |  | Liquid Spray | CFU | 1000000 |  |  | 14.25 | cm^2 | 0.001425 | m^2 | combined |  |  | 6200 | FAC ppm (FAC mg/L) |  |  |  | 25 |  | 50 | Treated Wood | time before neutralization |  |  |  | 1.9 | LR | [5 empty] | 5 | [10 empty] | wood |  | /cm^2
Calfee 2011 Lab-scale assessment to support remediation of outdoor surfaces contamited with Bacillus anthracis spores |  | Liquid Spray | CFU | 1000000 |  |  | 14.25 | cm^2 | 0.001425 | m^2 | combined |  |  | 6200 | FAC ppm (FAC mg/L) |  |  |  | 25 |  | 50 | Stainless Steel | time before neutralization |  |  | ≥ | 7.73 | LR | [5 empty] | 5 | [10 empty] | steel |  | /cm^2 |  |  |  | 0 | 7.73
Calfee 2011 Lab-scale assessment to support remediation of outdoor surfaces contamited with Bacillus anthracis spores |  | Liquid Spray | CFU | 1000000 |  |  | 14.25 | cm^2 | 0.001425 | m^2 | combined |  |  | 6200 | FAC ppm (FAC mg/L) |  |  |  | 25 |  | 50 | Glass | time before neutralization |  |  | ≥ | 7.81 | LR | [5 empty] | 5 | [10 empty] | glass |  | /cm^2 |  |  |  | 0 | 7.81
Calfee 2011 Lab-scale assessment to support remediation of outdoor surfaces contamited with Bacillus anthracis spores |  | Liquid Spray | CFU | 1000000 |  |  | 14.25 | cm^2 | 0.001425 | m^2 | combined |  |  | 0 |  |  |  |  | 25 |  | 50 | Porcelain | time before neutralization |  |  | ≥ | 7.68 | LR | [5 empty] | 5 | [10 empty] | smooth tile |  | /cm^2 |  |  |  | 0 | 7.68
Calfee 2011 Lab-scale assessment to support remediation of outdoor surfaces contamited with Bacillus anthracis spores |  | Liquid Spray | CFU | 1000000 |  |  | 14.25 | cm^2 | 0.001425 | m^2 | combined |  |  | 0 |  |  |  |  | 25 |  | 50 | Granite | time before neutralization |  |  | ≥ | 7.59 | LR | [5 empty] | 5 | [10 empty] | smooth tile |  | /cm^2 |  |  |  | 0 | 7.59
Calfee 2011 Lab-scale assessment to support remediation of outdoor surfaces contamited with Bacillus anthracis spores |  | Liquid Spray | CFU | 1000000 |  |  | 14.25 | cm^2 | 0.001425 | m^2 | combined |  |  | 0 |  |  |  |  | 25 |  | 50 | Treated Wood | time before neutralization |  |  | ≥ | 6.97 | LR | [5 empty] | 5 | [10 empty] | wood |  | /cm^2 |  |  |  | 0 | 6.97
Calfee 2011 Lab-scale assessment to support remediation of outdoor surfaces contamited with Bacillus anthracis spores |  | Liquid Spray | CFU | 1000000 |  |  | 14.25 | cm^2 | 0.001425 | m^2 | combined |  |  | 0 |  |  |  |  | 25 |  | 50 | Stainless Steel | time before neutralization |  |  | ≥ | 7.67 | LR | [5 empty] | 5 | [10 empty] | steel |  | /cm^2 |  |  |  | 0 | 7.67
Calfee 2011 Lab-scale assessment to support remediation of outdoor surfaces contamited with Bacillus anthracis spores |  | Liquid Spray | CFU | 1000000 |  |  | 3.5 | cm^2 | 0.00035 | m^2 | combined |  |  | 0 |  |  |  |  | 25 |  | 50 | Concrete | time before neutralization |  |  | ≥ | 6.93 | LR | [5 empty] | 5 | [10 empty] | concrete |  | /cm^2 |  |  |  | 0 | 6.93
Calfee 2011 Lab-scale assessment to support remediation of outdoor surfaces contamited with Bacillus anthracis spores |  | Liquid Spray | CFU | 10000000 |  |  | 14.25 | cm^2 | 0.001425 | m^2 | combined |  |  | 0 |  |  |  |  | 25 |  | 50 | Brick | time before neutralization |  |  | ≥ | 7.4 | LR | [5 empty] | 5 | [10 empty] | brick |  | /cm^2 |  |  |  | 0 | 7.4
Calfee 2011 Lab-scale assessment to support remediation of outdoor surfaces contamited with Bacillus anthracis spores |  | Liquid Spray | CFU | 10000000 |  |  | 14.25 | cm^2 | 0.001425 | m^2 | combined |  |  | 0 |  |  |  |  | 25 |  | 50 | Asphalt Paving | time before neutralization |  |  | ≥ | 7.58 | LR | [5 empty] | 5 | [10 empty] | asphalt |  | /cm^2 |  |  |  | 0 | 7.58
Calfee 2011 Lab-scale assessment to support remediation of outdoor surfaces contamited with Bacillus anthracis spores |  | Liquid Spray | CFU | 10000000 |  |  | 14.25 | cm^2 | 0.001425 | m^2 | combined |  |  | 0 |  |  |  |  | 25 |  | 50 | Glass | time before neutralization |  |  | ≥ | 7.74 | LR | [5 empty] | 5 | [10 empty] | glass |  | /cm^2 |  |  |  | 0 | 7.74
Calfee 2011 Lab-scale assessment to support remediation of outdoor surfaces contamited with Bacillus anthracis spores |  | Liquid Spray | CFU | 10000000 |  |  | 14.25 | cm^2 | 0.001425 | m^2 | combined |  |  | 0 |  |  |  |  | 25 |  | 50 | Butyl Rubber | time before neutralization |  |  | ≥ | 6.8 | LR | [5 empty] | 5 | [12 empty] | /cm^2 |  |  |  | 0 | 6.8
Calfee 2011 Lab-scale assessment to support remediation of outdoor surfaces contamited with Bacillus anthracis spores |  | Liquid Spray | CFU | 10000000 |  |  | 14.25 | cm^2 | 0.001425 | m^2 | combined |  |  | 0 |  |  |  |  | 25 |  | 50 | Aluminum | time before neutralization |  |  | ≥ | 7.8 | LR | [5 empty] | 5 | [12 empty] | /cm^2 |  |  |  | 0 | 7.8
Calfee 2011 Lab-scale assessment to support remediation of outdoor surfaces contamited with Bacillus anthracis spores |  | Liquid Spray | CFU | 10000000 |  |  | 14.25 | cm^2 | 0.001425 | m^2 | combined |  |  | 0 |  |  |  |  | 25 |  | 50 | Stainless Steel | time before neutralization |  |  | ≥ | 7.64 | LR | [5 empty] | 5 | [10 empty] | steel |  | /cm^2 |  |  |  | 0 | 7.64
Calfee 2011 Lab-scale assessment to support remediation of outdoor surfaces contamited with Bacillus anthracis spores |  | Liquid Spray | CFU | 10000000 |  |  | 14.25 | cm^2 | 0.001425 | m^2 | combined |  |  | 0 |  |  |  |  | 25 |  | 50 | Granite | time before neutralization |  |  | ≥ | 7.32 | LR | [5 empty] | 5 | [10 empty] | smooth tile |  | /cm^2 |  |  |  | 0 | 7.32
Calfee 2011 Lab-scale assessment to support remediation of outdoor surfaces contamited with Bacillus anthracis spores |  | Liquid Spray | CFU | 10000000 |  |  | 3.5 | cm^2 | 0.00035 | m^2 | combined |  |  | 0 |  |  |  |  | 25 |  | 50 | Concrete | time before neutralization |  |  |  | 4 | LR | [5 empty] | 5 | [10 empty] | concrete |  | /cm^2
Calfee 2011 Lab-scale assessment to support remediation of outdoor surfaces contamited with Bacillus anthracis spores |  | Liquid Spray | CFU | 10000000 |  |  | 14.25 | cm^2 | 0.001425 | m^2 | combined |  |  | 0 |  |  |  |  | 25 |  | 50 | Brick | time before neutralization |  |  | ≥ | 7.25 | LR | [5 empty] | 5 | [10 empty] | brick |  | /cm^2 |  |  |  | 0 | 7.25
Calfee 2011 Lab-scale assessment to support remediation of outdoor surfaces contamited with Bacillus anthracis spores |  | Liquid Spray | CFU | 10000000 |  |  | 14.25 | cm^2 | 0.001425 | m^2 | combined |  |  | 0 |  |  |  |  | 25 |  | 50 | Asphalt Paving | time before neutralization |  |  |  | 2.97 | LR | [5 empty] | 5 | [10 empty] | asphalt |  | /cm^2
Calfee 2011 Lab-scale assessment to support remediation of outdoor surfaces contamited with Bacillus anthracis spores |  | Liquid Spray | CFU | 10000000 |  |  | 14.25 | cm^2 | 0.001425 | m^2 | combined |  |  | 0 |  |  |  |  | 25 |  | 50 | Glass | time before neutralization |  |  | ≥ | 7.78 | LR | [5 empty] | 5 | [10 empty] | glass |  | /cm^2 |  |  |  | 0 | 7.78
Calfee 2011 Lab-scale assessment to support remediation of outdoor surfaces contamited with Bacillus anthracis spores |  | Liquid Spray | CFU | 10000000 |  |  | 14.25 | cm^2 | 0.001425 | m^2 | combined |  |  | 0 |  |  |  |  | 25 |  | 50 | Porcelain | time before neutralization |  |  | ≥ | 7.67 | LR | [5 empty] | 5 | [10 empty] | smooth tile |  | /cm^2 |  |  |  | 0 | 7.67
Calfee 2011 Lab-scale assessment to support remediation of outdoor surfaces contamited with Bacillus anthracis spores |  | Liquid Spray | CFU | 10000000 |  |  | 14.25 | cm^2 | 0.001425 | m^2 | combined |  |  | 0 |  |  |  |  | 25 |  | 50 | Aluminum | time before neutralization |  |  | ≥ | 7.8 | LR | [5 empty] | 5 | [12 empty] | /cm^2 |  |  |  | 0 | 7.8
Calfee 2011 Lab-scale assessment to support remediation of outdoor surfaces contamited with Bacillus anthracis spores |  | Liquid Spray | CFU | 10000000 |  |  | 14.25 | cm^2 | 0.001425 | m^2 | combined |  |  | 0 |  |  |  |  | 25 |  | 50 | Treated Wood | time before neutralization |  |  |  | 1.91 | LR | [5 empty] | 5 | [10 empty] | wood |  | /cm^2
Calfee 2011 Lab-scale assessment to support remediation of outdoor surfaces contamited with Bacillus anthracis spores |  | Liquid Spray | CFU | 10000000 |  |  | 14.25 | cm^2 | 0.001425 | m^2 | combined |  |  | 0 |  |  |  |  | 25 |  | 50 | Butyl Rubber | time before neutralization |  |  | ≥ | 6.94 | LR | [5 empty] | 5 | [12 empty] | /cm^2 |  |  |  | 0 | 6.94
Calfee 2011 Lab-scale assessment to support remediation of outdoor surfaces contamited with Bacillus anthracis spores |  | Liquid Spray | CFU | 10000000 |  |  | 14.25 | cm^2 | 0.001425 | m^2 | combined |  |  | 0 |  |  |  |  | 25 |  | 50 | Asphalt Paving | time before neutralization |  |  |  | 1.63 | LR | [5 empty] | 5 | [10 empty] | asphalt |  | /cm^2
Calfee 2011 Lab-scale assessment to support remediation of outdoor surfaces contamited with Bacillus anthracis spores |  | Liquid Spray | CFU | 10000000 |  |  | 14.25 | cm^2 | 0.001425 | m^2 | combined |  |  | 0 |  |  |  |  | 25 |  | 50 | Aluminum | time before neutralization |  |  | ≥ | 7.75 | LR | [5 empty] | 5 | [12 empty] | /cm^2 |  |  |  | 0 | 7.75
Calfee 2011 Lab-scale assessment to support remediation of outdoor surfaces contamited with Bacillus anthracis spores |  | Liquid Spray | CFU | 10000000 |  |  | 14.25 | cm^2 | 0.001425 | m^2 | combined |  |  | 0 |  |  |  |  | 25 |  | 50 | Glass | time before neutralization |  |  | ≥ | 7.79 | LR | [5 empty] | 5 | [10 empty] | glass |  | /cm^2 |  |  |  | 0 | 7.79
Calfee 2011 Lab-scale assessment to support remediation of outdoor surfaces contamited with Bacillus anthracis spores |  | Liquid Spray | CFU | 10000000 |  |  | 14.25 | cm^2 | 0.001425 | m^2 | combined |  |  | 0 |  |  |  |  | 25 |  | 50 | Brick | time before neutralization |  |  | ≥ | 7.28 | LR | [5 empty] | 5 | [10 empty] | brick |  | /cm^2 |  |  |  | 0 | 7.28
Calfee 2011 Lab-scale assessment to support remediation of outdoor surfaces contamited with Bacillus anthracis spores |  | Liquid Spray | CFU | 10000000 |  |  | 14.25 | cm^2 | 0.001425 | m^2 | combined |  |  | 0 |  |  |  |  | 25 |  | 50 | Porcelain | time before neutralization |  |  | ≥ | 7.78 | LR | [5 empty] | 5 | [10 empty] | smooth tile |  | /cm^2 |  |  |  | 0 | 7.78
Calfee 2011 Lab-scale assessment to support remediation of outdoor surfaces contamited with Bacillus anthracis spores |  | Liquid Spray | CFU | 10000000 |  |  | 14.25 | cm^2 | 0.001425 | m^2 | combined |  |  | 0 |  |  |  |  | 25 |  | 50 | Stainless Steel | time before neutralization |  |  | ≥ | 7.61 | LR | [5 empty] | 5 | [10 empty] | steel |  | /cm^2 |  |  |  | 0 | 7.61
Calfee 2011 Lab-scale assessment to support remediation of outdoor surfaces contamited with Bacillus anthracis spores |  | Liquid Spray | CFU | 10000000 |  |  | 14.25 | cm^2 | 0.001425 | m^2 | combined |  |  | 0 |  |  |  |  | 25 |  | 50 | Treated Wood | time before neutralization |  |  |  | 0.82 | LR | [5 empty] | 5 | [10 empty] | wood |  | /cm^2
Calfee 2011 Lab-scale assessment to support remediation of outdoor surfaces contamited with Bacillus anthracis spores |  | Liquid Spray | CFU | 10000000 |  |  | 14.25 | cm^2 | 0.001425 | m^2 | combined |  |  | 0 |  |  |  |  | 25 |  | 50 | Granite | time before neutralization |  |  | ≥ | 7.51 | LR | [5 empty] | 5 | [10 empty] | smooth tile |  | /cm^2 |  |  |  | 0 | 7.51
Calfee 2011 Lab-scale assessment to support remediation of outdoor surfaces contamited with Bacillus anthracis spores |  | Liquid Spray | CFU | 10000000 |  |  | 3.5 | cm^2 | 0.00035 | m^2 | combined |  |  | 0 |  |  |  |  | 25 |  | 50 | Concrete | time before neutralization |  |  | ≥ | 7.14 | LR | [5 empty] | 5 | [10 empty] | concrete |  | /cm^2 |  |  |  | 0 | 7.14
Calfee 2011 Lab-scale assessment to support remediation of outdoor surfaces contamited with Bacillus anthracis spores |  | Liquid Spray | CFU | 10000000 |  |  | 14.25 | cm^2 | 0.001425 | m^2 | combined |  |  | 0 |  |  |  |  | 25 |  | 50 | Butyl Rubber | time before neutralization |  |  | ≥ | 6.99 | LR | [5 empty] | 5 | [12 empty] | /cm^2 |  |  |  | 0 | 6.99
Calfee 2011 Lab-scale assessment to support remediation of outdoor surfaces contamited with Bacillus anthracis spores |  | Liquid Spray | CFU | 10000000 |  |  | 14.25 | cm^2 | 0.001425 | m^2 | combined |  |  | 0 |  |  |  |  | 25 |  | 50 | Asphalt Paving | time before neutralization |  |  |  | 7.22 | LR | [5 empty] | 5 | [10 empty] | asphalt |  | /cm^2
Calfee 2011 Lab-scale assessment to support remediation of outdoor surfaces contamited with Bacillus anthracis spores |  | Liquid Spray | CFU | 10000000 |  |  | 14.25 | cm^2 | 0.001425 | m^2 | combined |  |  | 0 |  |  |  |  | 25 |  | 50 | Treated Wood | time before neutralization |  |  | ≥ | 6.99 | LR | [5 empty] | 5 | [10 empty] | wood |  | /cm^2 |  |  |  | 0 | 6.99
Calfee 2011 Lab-scale assessment to support remediation of outdoor surfaces contamited with Bacillus anthracis spores |  | Liquid Spray | CFU | 10000000 |  |  | 14.25 | cm^2 | 0.001425 | m^2 | combined |  |  | 0 |  |  |  |  | 25 |  | 50 | Butyl Rubber | time before neutralization |  |  | ≥ | 6.65 | LR | [5 empty] | 5 | [12 empty] | /cm^2 |  |  |  | 0 | 6.65
Calfee 2011 Lab-scale assessment to support remediation of outdoor surfaces contamited with Bacillus anthracis spores |  | Liquid Spray | CFU | 10000000 |  |  | 14.25 | cm^2 | 0.001425 | m^2 | combined |  |  | 0 |  |  |  |  | 25 |  | 50 | Porcelain | time before neutralization |  |  | ≥ | 7.71 | LR | [5 empty] | 5 | [10 empty] | smooth tile |  | /cm^2 |  |  |  | 0 | 7.71
Calfee 2011 Lab-scale assessment to support remediation of outdoor surfaces contamited with Bacillus anthracis spores |  | Liquid Spray | CFU | 10000000 |  |  | 14.25 | cm^2 | 0.001425 | m^2 | combined |  |  | 0 |  |  |  |  | 25 |  | 50 | Granite | time before neutralization |  |  | ≥ | 7.42 | LR | [5 empty] | 5 | [10 empty] | smooth tile |  | /cm^2 |  |  |  | 0 | 7.42
Calfee 2011 Lab-scale assessment to support remediation of outdoor surfaces contamited with Bacillus anthracis spores |  | Liquid Spray | CFU | 10000000 |  |  | 14.25 | cm^2 | 0.001425 | m^2 | combined |  |  | 0 |  |  |  |  | 25 |  | 50 | Aluminum | time before neutralization |  |  | ≥ | 7.82 | LR | [5 empty] | 5 | [12 empty] | /cm^2 |  |  |  | 0 | 7.82
Calfee 2011 Lab-scale assessment to support remediation of outdoor surfaces contamited with Bacillus anthracis spores |  | Liquid Spray | CFU | 10000000 |  |  | 14.25 | cm^2 | 0.001425 | m^2 | combined |  |  | 0 |  |  |  |  | 25 |  | 50 | Glass | time before neutralization |  |  | ≥ | 7.76 | LR | [5 empty] | 5 | [10 empty] | glass |  | /cm^2 |  |  |  | 0 | 7.76
Calfee 2011 Lab-scale assessment to support remediation of outdoor surfaces contamited with Bacillus anthracis spores |  | Liquid Spray | CFU | 10000000 |  |  | 14.25 | cm^2 | 0.001425 | m^2 | combined |  |  | 0 |  |  |  |  | 25 |  | 50 | Stainless Steel | time before neutralization |  |  | ≥ | 6.69 | LR | [5 empty] | 5 | [10 empty] | steel |  | /cm^2 |  |  |  | 0 | 6.69
Calfee 2011 Lab-scale assessment to support remediation of outdoor surfaces contamited with Bacillus anthracis spores |  | Liquid Spray | CFU | 10000000 |  |  | 14.25 | cm^2 | 0.001425 | m^2 | combined |  |  | 0 |  |  |  |  | 25 |  | 50 | Brick | time before neutralization |  |  |  | 3.81 | LR | [5 empty] | 5 | [10 empty] | brick |  | /cm^2
Calfee 2011 Lab-scale assessment to support remediation of outdoor surfaces contamited with Bacillus anthracis spores |  | Liquid Spray | CFU | 10000000 |  |  | 3.5 | cm^2 | 0.00035 | m^2 | combined |  |  | 0 |  |  |  |  | 25 |  | 50 | Concrete | time before neutralization |  |  |  | 1.39 | LR | [5 empty] | 5 | [10 empty] | concrete |  | /cm^2
Calfee 2011 Lab-scale assessment to support remediation of outdoor surfaces contamited with Bacillus anthracis spores |  | Liquid Spray | CFU | 10000000 |  |  | 14.25 | cm^2 | 0.001425 | m^2 | combined |  |  | 0 |  |  |  |  | 25 |  | 50 | Aluminum | time before neutralization |  |  |  | 7.17 | LR | [5 empty] | 5 | [12 empty] | /cm^2
Calfee 2011 Lab-scale assessment to support remediation of outdoor surfaces contamited with Bacillus anthracis spores |  | Liquid Spray | CFU | 10000000 |  |  | 14.25 | cm^2 | 0.001425 | m^2 | combined |  |  | 0 |  |  |  |  | 25 |  | 50 | Butyl Rubber | time before neutralization |  |  | ≥ | 7.39 | LR | [5 empty] | 5 | [12 empty] | /cm^2 |  |  |  | 0 | 7.39
Calfee 2011 Lab-scale assessment to support remediation of outdoor surfaces contamited with Bacillus anthracis spores |  | Liquid Spray | CFU | 10000000 |  |  | 14.25 | cm^2 | 0.001425 | m^2 | combined |  |  | 0 |  |  |  |  | 25 |  | 50 | Glass | time before neutralization |  |  |  | 7.36 | LR | [5 empty] | 5 | [10 empty] | glass |  | /cm^2
Calfee 2011 Lab-scale assessment to support remediation of outdoor surfaces contamited with Bacillus anthracis spores |  | Liquid Spray | CFU | 10000000 |  |  | 14.25 | cm^2 | 0.001425 | m^2 | combined |  |  | 0 |  |  |  |  | 25 |  | 50 | Stainless Steel | time before neutralization |  |  |  | 7.28 | LR | [5 empty] | 5 | [10 empty] | steel |  | /cm^2
Calfee 2011 Lab-scale assessment to support remediation of outdoor surfaces contamited with Bacillus anthracis spores |  | Liquid Spray | CFU | 10000000 |  |  | 3.5 | cm^2 | 0.00035 | m^2 | combined |  |  | 0 |  |  |  |  | 25 |  | 50 | Concrete | time before neutralization |  |  |  | 1.02 | LR | [5 empty] | 5 | [10 empty] | concrete |  | /cm^2
Calfee 2011 Lab-scale assessment to support remediation of outdoor surfaces contamited with Bacillus anthracis spores |  | Liquid Spray | CFU | 10000000 |  |  | 14.25 | cm^2 | 0.001425 | m^2 | combined |  |  | 0 |  |  |  |  | 25 |  | 50 | Asphalt Paving | time before neutralization |  |  |  | 2.56 | LR | [5 empty] | 5 | [10 empty] | asphalt |  | /cm^2
Calfee 2011 Lab-scale assessment to support remediation of outdoor surfaces contamited with Bacillus anthracis spores |  | Liquid Spray | CFU | 10000000 |  |  | 14.25 | cm^2 | 0.001425 | m^2 | combined |  |  | 0 |  |  |  |  | 25 |  | 50 | Brick | time before neutralization |  |  | ≥ | 7.27 | LR | [5 empty] | 5 | [10 empty] | brick |  | /cm^2 |  |  |  | 0 | 7.27
Calfee 2011 Lab-scale assessment to support remediation of outdoor surfaces contamited with Bacillus anthracis spores |  | Liquid Spray | CFU | 10000000 |  |  | 14.25 | cm^2 | 0.001425 | m^2 | combined |  |  | 0 |  |  |  |  | 25 |  | 50 | Treated Wood | time before neutralization |  |  |  | 6.06 | LR | [5 empty] | 5 | [10 empty] | wood |  | /cm^2
Calfee 2011 Lab-scale assessment to support remediation of outdoor surfaces contamited with Bacillus anthracis spores |  | Liquid Spray | CFU | 10000000 |  |  | 14.25 | cm^2 | 0.001425 | m^2 | combined |  |  | 0 |  |  |  |  | 25 |  | 50 | Porcelain | time before neutralization |  |  | ≥ | 7.72 | LR | [5 empty] | 5 | [10 empty] | smooth tile |  | /cm^2 |  |  |  | 0 | 7.72
Calfee 2011 Lab-scale assessment to support remediation of outdoor surfaces contamited with Bacillus anthracis spores |  | Liquid Spray | CFU | 10000000 |  |  | 14.25 | cm^2 | 0.001425 | m^2 | combined |  |  | 0 |  |  |  |  | 25 |  | 50 | Granite | time before neutralization |  |  | ≥ | 7.57 | LR | [5 empty] | 5 | [10 empty] | smooth tile |  | /cm^2 |  |  |  | 0 | 7.57
EPA 2015 Decontamition of Outdoor Materials Contamited with Anthrax Using Sodium Persulfate or Chloropicrin |  | Liquid Spray | CFU | 10000000 |  |  | 14.25 | cm^2 | 0.001425 | m^2 | combined |  |  | 0.5 | M |  |  | 0.62 | 18.91 | 4.53 | 51.16 | wood | time till neutralization | 10080 |  | ≥ | 7.89 | LR | 0.03 | 1.96 x SE |  |  |  | 5 |  | 6 | mL | 6 | mL | [5 empty] | wood | 4.2105 | mL/cm^2 |  |  |  | 0 | 7.89
EPA 2015 Decontamition of Outdoor Materials Contamited with Anthrax Using Sodium Persulfate or Chloropicrin |  | Liquid Spray | CFU | 10000000 |  |  | 14.25 | cm^2 | 0.001425 | m^2 | combined |  |  | 0.5 | M |  |  | 0.62 | 18.91 | 4.53 | 51.16 | wood | time till neutralization | 10080 |  | ≥ | 7.92 | LR | 0.03 | 1.96 x SE |  |  |  | 5 |  | 6 | mL | 6 | mL | [5 empty] | wood | 4.2105 | mL/cm^2 |  |  |  | 0 | 7.92
EPA 2015 Decontamition of Outdoor Materials Contamited with Anthrax Using Sodium Persulfate or Chloropicrin |  | Liquid Spray | CFU | 10000000 |  |  | 14.25 | cm^2 | 0.001425 | m^2 | combined |  |  | 0.5 | M |  |  | 0.62 | 18.91 | 4.53 | 51.16 | wood | time till neutralization | 10080 |  | ≥ | 8.18 | LR | 0.06 | 1.96 x SE |  |  |  | 5 |  | 6 | mL | 6 | mL | [5 empty] | wood | 4.2105 | mL/cm^2 |  |  |  | 0 | 8.18
EPA 2015 Decontamition of Outdoor Materials Contamited with Anthrax Using Sodium Persulfate or Chloropicrin |  | Liquid Spray | CFU | 10000000 |  |  | 14.25 | cm^2 | 0.001425 | m^2 | combined |  |  | 0.5 | M |  |  | 0.62 | 18.91 | 4.53 | 51.16 | wood | time till neutralization | 10080 |  | ≥ | 8.37 | LR | 0.1 | 1.96 x SE |  |  |  | 5 |  | 6 | mL | 6 | mL | [5 empty] | wood | 4.2105 | mL/cm^2 |  |  |  | 0 | 8.37
EPA 2015 Decontamition of Outdoor Materials Contamited with Anthrax Using Sodium Persulfate or Chloropicrin |  | Liquid Spray | CFU | 10000000 |  |  | 14.25 | cm^2 | 0.001425 | m^2 | combined |  |  | 0.5 | M |  |  | 0.62 | 18.91 | 4.53 | 51.16 | wood | time till neutralization | 10080 |  | ≥ | 7.65 | LR | 0.09 | 1.96 x SE |  |  |  | 5 |  | 6 | mL | 6 | mL | [5 empty] | wood | 4.2105 | mL/cm^2 |  |  |  | 0 | 7.65
EPA 2015 Decontamition of Outdoor Materials Contamited with Anthrax Using Sodium Persulfate or Chloropicrin |  | Liquid Spray | CFU | 10000000 |  |  | 14.25 | cm^2 | 0.001425 | m^2 | combined |  |  | 0.5 | M |  |  | 0.62 | 18.91 | 4.53 | 51.16 | wood | time till neutralization | 10080 |  | ≥ | 7.74 | LR | 0.05 | 1.96 x SE |  |  |  | 5 |  | 6 | mL | 6 | mL | [5 empty] | wood | 4.2105 | mL/cm^2 |  |  |  | 0 | 7.74
EPA 2015 Decontamition of Outdoor Materials Contamited with Anthrax Using Sodium Persulfate or Chloropicrin |  | Liquid Spray | CFU | 10000000 |  |  | 14.25 | cm^2 | 0.001425 | m^2 | combined |  |  | 0.5 | M |  |  | 0.62 | 18.91 | 4.53 | 51.16 | wood | time till neutralization | 10080 |  | ≥ | 8.12 | LR | 0.16 | 1.96 x SE |  |  |  | 5 |  | 6 | mL | 6 | mL | [5 empty] | wood | 4.2105 | mL/cm^2 |  |  |  | 0 | 8.12
EPA 2015 Decontamition of Outdoor Materials Contamited with Anthrax Using Sodium Persulfate or Chloropicrin |  | Liquid Spray | CFU | 10000000 |  |  | 14.25 | cm^2 | 0.001425 | m^2 | combined |  |  | 0.5 | M |  |  | 0.62 | 18.91 | 4.53 | 51.16 | wood | time till neutralization | 10080 |  | ≥ | 8.32 | LR | 0.18 | 1.96 x SE |  |  |  | 5 |  | 6 | mL | 6 | mL | [5 empty] | wood | 4.2105 | mL/cm^2 |  |  |  | 0 | 8.32
EPA 2015 Decontamition of Outdoor Materials Contamited with Anthrax Using Sodium Persulfate or Chloropicrin |  | Liquid Spray | CFU | 10000000 |  |  | 14.25 | cm^2 | 0.001425 | m^2 | combined |  |  | 0.5 | M |  |  | 0.32 | 20.31 | 1.28 | 40.84 | wood | time till neutralization | 10080 |  |  | 5.63 | LR | 1.1000000000000001 | 1.96 x SE |  |  |  | 5 |  | 12 | trigger pulls of sprayer | [7 empty] | wood | 0 | trigger pulls of sprayer/cm^2
EPA 2015 Decontamition of Outdoor Materials Contamited with Anthrax Using Sodium Persulfate or Chloropicrin |  | Liquid Spray | CFU | 10000000 |  |  | 14.25 | cm^2 | 0.001425 | m^2 | combined |  |  | 0.5 | M |  |  | 0.24 | 18.63 | 3.71 | 63.57 | wood | time till neutralization | 10080 |  |  | 5.35 | LR | 1.39 | 1.96 x SE |  |  |  | 5 |  | 16 | trigger pulls of sprayer | [7 empty] | wood | 0 | trigger pulls of sprayer/cm^2
EPA 2015 Decontamition of Outdoor Materials Contamited with Anthrax Using Sodium Persulfate or Chloropicrin |  | Liquid Spray | CFU | 10000000 |  |  | 14.25 | cm^2 | 0.001425 | m^2 | combined |  |  | 1 | M |  |  | 0.45 | 18.95 | 2.9 | 63.6 | wood | time till neutralization | 10080 |  | ≥ | 4.49 | LR | 1.49 | 1.96 x SE |  |  |  | 5 |  | 16 | trigger pulls of sprayer | [7 empty] | wood | 0 | trigger pulls of sprayer/cm^2 |  |  |  | 0 | 4.49
EPA 2015 Decontamition of Outdoor Materials Contamited with Anthrax Using Sodium Persulfate or Chloropicrin |  | Liquid Spray | CFU | 10000000 |  |  | 14.25 | cm^2 | 0.001425 | m^2 | combined |  |  | 1 | M |  |  | 0.45 | 18.95 | 2.9 | 63.6 | concrete | time till neutralization | 10080 |  | ≥ | 5.98 | LR | 0.35 | 1.96 x SE |  |  |  | 5 |  | 16 | trigger pulls of sprayer | [7 empty] | concrete | 0 | trigger pulls of sprayer/cm^2 |  |  |  | 0 | 5.98
EPA 2015 Decontamition of Outdoor Materials Contamited with Anthrax Using Sodium Persulfate or Chloropicrin |  | Liquid Spray | CFU | 10000000 |  |  | 14.25 | cm^2 | 0.001425 | m^2 | combined |  |  | 1 | M |  |  | 0.3 | 19.28 | 5.92 | 60.79 | concrete | time till neutralization | 4320 |  | ≥ | 6.54 | LR | 0.03 | 1.96 x SE |  |  |  | 5 |  | 16 | trigger pulls of sprayer | [7 empty] | concrete | 0 | trigger pulls of sprayer/cm^2 |  |  |  | 0 | 6.54
EPA 2015 Decontamition of Outdoor Materials Contamited with Anthrax Using Sodium Persulfate or Chloropicrin |  | Liquid Spray | CFU | 10000000 |  |  | 14.25 | cm^2 | 0.001425 | m^2 | combined |  |  | 1 | M |  |  | 0.31 | 19.91 | 0.97 | 54.72 | concrete | time till neutralization | 4320 |  |  | 6.05 | LR | 0.91 | 1.96 x SE |  |  |  | 5 |  | 8 | trigger pulls of sprayer | [7 empty] | concrete | 0 | trigger pulls of sprayer/cm^2
EPA 2015 Decontamition of Outdoor Materials Contamited with Anthrax Using Sodium Persulfate or Chloropicrin |  | Liquid Spray | CFU | 10000000 |  |  | 14.25 | cm^2 | 0.001425 | m^2 | combined |  |  | 1 | M |  |  | 0.26 | 20.19 | 0.67 | 55.83 | concrete | time till neutralization | 4320 |  |  | 4.23 | LR | 1.52 | 1.96 x SE |  |  |  | 5 |  | 12 | trigger pulls of sprayer | [7 empty] | concrete | 0 | trigger pulls of sprayer/cm^2
EPA 2015 Decontamition of Outdoor Materials Contamited with Anthrax Using Sodium Persulfate or Chloropicrin |  | Liquid Spray | CFU | 10000000 |  |  | 14.25 | cm^2 | 0.001425 | m^2 | combined |  |  | 1 | M |  |  | 0.64 | 19.93 | 3.74 | 51.95 | concrete | time till neutralization | 1440 |  | ≥ | 6.68 | LR | 0.08 | 1.96 x SE |  |  |  | 5 |  | 16 | trigger pulls of sprayer | [7 empty] | concrete | 0 | trigger pulls of sprayer/cm^2 |  |  |  | 0 | 6.68
EPA 2015 Decontamition of Outdoor Materials Contamited with Anthrax Using Sodium Persulfate or Chloropicrin |  | Liquid Spray | CFU | 10000000 |  |  | 14.25 | cm^2 | 0.001425 | m^2 | combined |  |  | 1 | M |  |  | 0.39 | 20.37 | 4.21 | 50.98 | concrete | time till neutralization | 1440 |  | ≥ | 6.75 | LR | 0.28000000000000003 | 1.96 x SE |  |  |  | 5 |  | 16 | trigger pulls of sprayer | [7 empty] | concrete | 0 | trigger pulls of sprayer/cm^2 |  |  |  | 0 | 6.75
EPA 2015 Decontamition of Outdoor Materials Contamited with Anthrax Using Sodium Persulfate or Chloropicrin |  | Liquid Spray | CFU | 10000000 |  |  | 14.25 | cm^2 | 0.001425 | m^2 | combined |  |  | 1 | M |  |  |  | 25 |  | 50 | concrete | time till neutralization | 1440 |  |  | 5.92 | LR | 1.31 | 1.96 x SE |  |  |  | 5 |  | 8 | trigger pulls of sprayer | [7 empty] | concrete | 0 | trigger pulls of sprayer/cm^2
EPA 2015 Decontamition of Outdoor Materials Contamited with Anthrax Using Sodium Persulfate or Chloropicrin |  | Liquid Spray | CFU | 10000000 |  |  | 14.25 | cm^2 | 0.001425 | m^2 | combined |  |  | 0.5 | M |  |  | 0.38 | 20.29 | 3.49 | 44.34 | concrete | time till neutralization | 4320 |  | ≥ | 6.71 | LR | 0.15 | 1.96 x SE |  |  |  | 5 |  | 16 | trigger pulls of sprayer | [7 empty] | concrete | 0 | trigger pulls of sprayer/cm^2 |  |  |  | 0 | 6.71
EPA 2015 Decontamition of Outdoor Materials Contamited with Anthrax Using Sodium Persulfate or Chloropicrin |  | Liquid Spray | CFU | 10000000 |  |  | 14.25 | cm^2 | 0.001425 | m^2 | combined |  |  | 0.5 | M |  |  | 0.32 | 20.31 | 1.28 | 40.84 | concrete | time till neutralization | 10080 |  |  | 5.62 | LR | 0.82 | 1.96 x SE |  |  |  | 5 |  | 12 | trigger pulls of sprayer | [7 empty] | concrete | 0 | trigger pulls of sprayer/cm^2
EPA 2015 Decontamition of Outdoor Materials Contamited with Anthrax Using Sodium Persulfate or Chloropicrin |  | Liquid Spray | CFU | 10000000 |  |  | 14.25 | cm^2 | 0.001425 | m^2 | combined |  |  | 0.5 | M |  |  | 0.24 | 18.63 | 3.71 | 63.57 | concrete | time till neutralization | 10080 |  |  | 6.55 | LR | 0.61 | 1.96 x SE |  |  |  | 5 |  | 16 | trigger pulls of sprayer | [7 empty] | concrete | 0 | trigger pulls of sprayer/cm^2
EPA 2015 Decontamition of Outdoor Materials Contamited with Anthrax Using Sodium Persulfate or Chloropicrin |  | Liquid Spray | CFU | 10000000 |  |  | 14.25 | cm^2 | 0.001425 | m^2 | combined |  |  | 1 | M |  |  | 0.45 | 18.95 | 2.9 | 63.6 | asphalt | time till neutralization | 10080 |  |  | 5.24 | LR | 1.41 | 1.96 x SE |  |  |  | 5 |  | 16 | trigger pulls of sprayer | [7 empty] | asphalt | 0 | trigger pulls of sprayer/cm^2
EPA 2015 Decontamition of Outdoor Materials Contamited with Anthrax Using Sodium Persulfate or Chloropicrin |  | Liquid Spray | CFU | 10000000 |  |  | 14.25 | cm^2 | 0.001425 | m^2 | combined |  |  | 1 | M |  |  | 0.3 | 19.28 | 5.92 | 60.79 | asphalt | time till neutralization | 4320 |  |  | 6.69 | LR | 0.6 | 1.96 x SE |  |  |  | 5 |  | 16 | trigger pulls of sprayer | [7 empty] | asphalt | 0 | trigger pulls of sprayer/cm^2
EPA 2015 Decontamition of Outdoor Materials Contamited with Anthrax Using Sodium Persulfate or Chloropicrin |  | Liquid Spray | CFU | 10000000 |  |  | 14.25 | cm^2 | 0.001425 | m^2 | combined |  |  | 1 | M |  |  | 0.31 | 19.91 | 0.97 | 54.72 | asphalt | time till neutralization | 4320 |  |  | 4.09 | LR | 1.03 | 1.96 x SE |  |  |  | 5 |  | 8 | trigger pulls of sprayer | [7 empty] | asphalt | 0 | trigger pulls of sprayer/cm^2
EPA 2015 Decontamition of Outdoor Materials Contamited with Anthrax Using Sodium Persulfate or Chloropicrin |  | Liquid Spray | CFU | 10000000 |  |  | 14.25 | cm^2 | 0.001425 | m^2 | combined |  |  | 1 | M |  |  | 0.26 | 20.19 | 0.67 | 55.83 | asphalt | time till neutralization | 4320 |  |  | 4.77 | LR | 1.41 | 1.96 x SE |  |  |  | 5 |  | 12 | trigger pulls of sprayer | [7 empty] | asphalt | 0 | trigger pulls of sprayer/cm^2
EPA 2015 Decontamition of Outdoor Materials Contamited with Anthrax Using Sodium Persulfate or Chloropicrin |  | Liquid Spray | CFU | 10000000 |  |  | 14.25 | cm^2 | 0.001425 | m^2 | combined |  |  | 1 | M |  |  | 0.64 | 19.93 | 3.74 | 51.95 | asphalt | time till neutralization | 1440 |  |  | 5.4 | LR | 1.65 | 1.96 x SE |  |  |  | 5 |  | 16 | trigger pulls of sprayer | [7 empty] | asphalt | 0 | trigger pulls of sprayer/cm^2
EPA 2015 Decontamition of Outdoor Materials Contamited with Anthrax Using Sodium Persulfate or Chloropicrin |  | Liquid Spray | CFU | 10000000 |  |  | 14.25 | cm^2 | 0.001425 | m^2 | combined |  |  | 1 | M |  |  | 0.39 | 20.37 | 4.21 | 50.98 | asphalt | time till neutralization | 1440 |  |  | 6.67 | LR | 0.72 | 1.96 x SE |  |  |  | 5 |  | 16 | trigger pulls of sprayer | [7 empty] | asphalt | 0 | trigger pulls of sprayer/cm^2
EPA 2015 Decontamition of Outdoor Materials Contamited with Anthrax Using Sodium Persulfate or Chloropicrin |  | Liquid Spray | CFU | 10000000 |  |  | 14.25 | cm^2 | 0.001425 | m^2 | combined |  |  | 1 | M |  |  |  | 25 |  | 50 | asphalt | time till neutralization | 1440 |  |  | 4.85 | LR | 1.98 | 1.96 x SE |  |  |  | 5 |  | 8 | trigger pulls of sprayer | [7 empty] | asphalt | 0 | trigger pulls of sprayer/cm^2
EPA 2015 Decontamition of Outdoor Materials Contamited with Anthrax Using Sodium Persulfate or Chloropicrin |  | Liquid Spray | CFU | 10000000 |  |  | 14.25 | cm^2 | 0.001425 | m^2 | combined |  |  | 0.5 | M |  |  | 0.38 | 20.29 | 3.49 | 44.34 | asphalt | time till neutralization | 4320 |  |  | 6.36 | LR | 1.0900000000000001 | 1.96 x SE |  |  |  | 5 |  | 16 | trigger pulls of sprayer | [7 empty] | asphalt | 0 | trigger pulls of sprayer/cm^2
EPA 2015 Decontamition of Outdoor Materials Contamited with Anthrax Using Sodium Persulfate or Chloropicrin |  | Liquid Spray | CFU | 10000000 |  |  | 14.25 | cm^2 | 0.001425 | m^2 | combined |  |  | 0.5 | M |  |  | 0.32 | 20.31 | 1.28 | 40.84 | asphalt | time till neutralization | 10080 |  | ≥ | 7.26 | LR | 0.12 | 1.96 x SE |  |  |  | 5 |  | 12 | trigger pulls of sprayer | [7 empty] | asphalt | 0 | trigger pulls of sprayer/cm^2 |  |  |  | 0 | 7.26
EPA 2015 Decontamition of Outdoor Materials Contamited with Anthrax Using Sodium Persulfate or Chloropicrin |  | Liquid Spray | CFU | 10000000 |  |  | 14.25 | cm^2 | 0.001425 | m^2 | combined |  |  | 0.5 | M |  |  | 0.24 | 18.63 | 3.71 | 63.57 | asphalt | time till neutralization | 10080 |  |  | 5.91 | LR | 1.01 | 1.96 x SE |  |  |  | 5 |  | 16 | trigger pulls of sprayer | [7 empty] | asphalt | 0 | trigger pulls of sprayer/cm^2
EPA 2015 Decontamition of Outdoor Materials Contamited with Anthrax Using Sodium Persulfate or Chloropicrin |  | Liquid Spray | CFU | 10000000 |  |  | 14.25 | cm^2 | 0.001425 | m^2 | combined |  |  | 1 | M |  |  | 0.45 | 18.95 | 2.9 | 63.6 | brick | time till neutralization | 10080 |  | ≥ | 6.59 | LR | 0.32 | 1.96 x SE |  |  |  | 5 |  | 16 | trigger pulls of sprayer | [7 empty] | brick | 0 | trigger pulls of sprayer/cm^2 |  |  |  | 0 | 6.59
EPA 2015 Decontamition of Outdoor Materials Contamited with Anthrax Using Sodium Persulfate or Chloropicrin |  | Liquid Spray | CFU | 10000000 |  |  | 14.25 | cm^2 | 0.001425 | m^2 | combined |  |  | 1 | M |  |  | 0.3 | 19.28 | 5.92 | 60.79 | brick | time till neutralization | 4320 |  |  | 6.69 | LR | 1.48 | 1.96 x SE |  |  |  | 5 |  | 16 | trigger pulls of sprayer | [7 empty] | brick | 0 | trigger pulls of sprayer/cm^2
EPA 2015 Decontamition of Outdoor Materials Contamited with Anthrax Using Sodium Persulfate or Chloropicrin |  | Liquid Spray | CFU | 10000000 |  |  | 14.25 | cm^2 | 0.001425 | m^2 | combined |  |  | 1 | M |  |  | 0.31 | 19.91 | 0.97 | 54.72 | brick | time till neutralization | 4320 |  | ≥ | 7.61 | LR | 0.05 | 1.96 x SE |  |  |  | 5 |  | 8 | trigger pulls of sprayer | [7 empty] | brick | 0 | trigger pulls of sprayer/cm^2 |  |  |  | 0 | 7.61
EPA 2015 Decontamition of Outdoor Materials Contamited with Anthrax Using Sodium Persulfate or Chloropicrin |  | Liquid Spray | CFU | 10000000 |  |  | 14.25 | cm^2 | 0.001425 | m^2 | combined |  |  | 1 | M |  |  | 0.26 | 20.19 | 0.67 | 55.83 | brick | time till neutralization | 4320 |  |  | 5 | LR | 1.57 | 1.96 x SE |  |  |  | 5 |  | 12 | trigger pulls of sprayer | [7 empty] | brick | 0 | trigger pulls of sprayer/cm^2
EPA 2015 Decontamition of Outdoor Materials Contamited with Anthrax Using Sodium Persulfate or Chloropicrin |  | Liquid Spray | CFU | 10000000 |  |  | 14.25 | cm^2 | 0.001425 | m^2 | combined |  |  | 1 | M |  |  | 0.64 | 19.93 | 3.74 | 51.95 | brick | time till neutralization | 1440 |  |  | 7 | LR | 0.85 | 1.96 x SE |  |  |  | 5 |  | 16 | trigger pulls of sprayer | [7 empty] | brick | 0 | trigger pulls of sprayer/cm^2
EPA 2015 Decontamition of Outdoor Materials Contamited with Anthrax Using Sodium Persulfate or Chloropicrin |  | Liquid Spray | CFU | 10000000 |  |  | 14.25 | cm^2 | 0.001425 | m^2 | combined |  |  | 1 | M |  |  | 0.39 | 20.37 | 4.21 | 50.98 | brick | time till neutralization | 1440 |  |  | 5.67 | LR | 2.1 | 1.96 x SE |  |  |  | 5 |  | 16 | trigger pulls of sprayer | [7 empty] | brick | 0 | trigger pulls of sprayer/cm^2
EPA 2015 Decontamition of Outdoor Materials Contamited with Anthrax Using Sodium Persulfate or Chloropicrin |  | Liquid Spray | CFU | 10000000 |  |  | 14.25 | cm^2 | 0.001425 | m^2 | combined |  |  | 1 | M |  |  |  | 25 |  | 50 | brick | time till neutralization | 1440 |  |  | 6.56 | LR | 2.2599999999999998 | 1.96 x SE |  |  |  | 5 |  | 8 | trigger pulls of sprayer | [7 empty] | brick | 0 | trigger pulls of sprayer/cm^2
EPA 2015 Decontamition of Outdoor Materials Contamited with Anthrax Using Sodium Persulfate or Chloropicrin |  | Liquid Spray | CFU | 10000000 |  |  | 14.25 | cm^2 | 0.001425 | m^2 | combined |  |  | 0.5 | M |  |  | 0.38 | 20.29 | 3.49 | 44.34 | brick | time till neutralization | 4320 |  |  | 7.09 | LR | 0.61 | 1.96 x SE |  |  |  | 5 |  | 16 | trigger pulls of sprayer | [7 empty] | brick | 0 | trigger pulls of sprayer/cm^2
EPA 2015 Decontamition of Outdoor Materials Contamited with Anthrax Using Sodium Persulfate or Chloropicrin |  | Liquid Spray | CFU | 10000000 |  |  | 14.25 | cm^2 | 0.001425 | m^2 | combined |  |  | 0.5 | M |  |  | 0.32 | 20.31 | 1.28 | 40.84 | brick | time till neutralization | 10080 |  |  | 5.4 | LR | 1.04 | 1.96 x SE |  |  |  | 5 |  | 12 | trigger pulls of sprayer | [7 empty] | brick | 0 | trigger pulls of sprayer/cm^2
EPA 2015 Decontamition of Outdoor Materials Contamited with Anthrax Using Sodium Persulfate or Chloropicrin |  | Liquid Spray | CFU | 10000000 |  |  | 14.25 | cm^2 | 0.001425 | m^2 | combined |  |  | 0.5 | M |  |  | 0.24 | 18.63 | 3.71 | 63.57 | brick | time till neutralization | 10080 |  | ≥ | 5.96 | LR | 0.22 | 1.96 x SE |  |  |  | 5 |  | 16 | trigger pulls of sprayer | [7 empty] | brick | 0 | trigger pulls of sprayer/cm^2 |  |  |  | 0 | 5.96
EPA 2015 Decontamition of Outdoor Materials Contamited with Anthrax Using Sodium Persulfate or Chloropicrin |  | Liquid Spray | CFU | 10000000 |  |  | 14.25 | cm^2 | 0.001425 | m^2 | combined |  |  | 0.5 | M |  |  | 0.24 | 18.63 | 3.71 | 63.57 | brick | time till neutralization | 10080 |  |  | 0 | LR | 0 | 1.96 x SE |  |  |  | 5 |  | 16 | trigger pulls of sprayer | [7 empty] | brick | 0 | trigger pulls of sprayer/cm^2
EPA 2015 Decontamition of Outdoor Materials Contamited with Anthrax Using Sodium Persulfate or Chloropicrin |  | Liquid Spray | CFU | 10000000 |  |  | 14.25 | cm^2 | 0.001425 | m^2 | combined |  |  | 0.5 | M |  |  | 0.24 | 18.63 | 3.71 | 63.57 | brick | time till neutralization | 10080 |  | ≥ | 5.65 | LR | 0.41 | 1.96 x SE |  |  |  | 5 |  | 16 | trigger pulls of sprayer | [7 empty] | brick | 0 | trigger pulls of sprayer/cm^2 |  |  |  | 0 | 5.65
EPA 2015 Decontamition of Outdoor Materials Contamited with Anthrax Using Sodium Persulfate or Chloropicrin |  | Liquid Spray | CFU | 10000000 |  |  | 14.25 | cm^2 | 0.001425 | m^2 | combined |  |  | 1 | M |  |  | 0.45 | 18.95 | 2.9 | 63.6 | brick | time till neutralization | 10080 |  | ≥ | 2.46 | LR | 1.27 | 1.96 x SE |  |  |  | 5 |  | 16 | trigger pulls of sprayer | [7 empty] | brick | 0 | trigger pulls of sprayer/cm^2 |  |  |  | 0 | 2.46
EPA 2015 Decontamition of Outdoor Materials Contamited with Anthrax Using Sodium Persulfate or Chloropicrin |  | Liquid Spray | CFU | 10000000 |  |  | 14.25 | cm^2 | 0.001425 | m^2 | combined |  |  | 1 | M |  |  | 0.45 | 18.95 | 2.9 | 63.6 | brick | time till neutralization | 10080 |  |  | 0 | LR | 0 | 1.96 x SE |  |  |  | 5 |  | 16 | trigger pulls of sprayer | [7 empty] | brick | 0 | trigger pulls of sprayer/cm^2
EPA 2015 Decontamition of Outdoor Materials Contamited with Anthrax Using Sodium Persulfate or Chloropicrin |  | Liquid Spray | CFU | 10000000 |  |  | 14.25 | cm^2 | 0.001425 | m^2 | combined |  |  | 1 | M |  |  | 0.45 | 18.95 | 2.9 | 63.6 | wood | time till neutralization | 10080 |  | ≥ | 5.65 | LR | 0.41 | 1.96 x SE |  |  |  | 5 |  | 16 | trigger pulls of sprayer | [7 empty] | wood | 0 | trigger pulls of sprayer/cm^2 |  |  |  | 0 | 5.65
EPA 2015 Decontamition of Outdoor Materials Contamited with Anthrax Using Sodium Persulfate or Chloropicrin |  | Liquid Spray | CFU | 10000000 |  |  | 14.25 | cm^2 | 0.001425 | m^2 | combined |  |  | 1 | M |  |  | 0.3 | 19.28 | 5.92 | 60.79 | wood | time till neutralization | 4320 |  | ≥ | 6.8 | LR | 0.14000000000000001 | 1.96 x SE |  |  |  | 5 |  | 16 | trigger pulls of sprayer | [7 empty] | wood | 0 | trigger pulls of sprayer/cm^2 |  |  |  | 0 | 6.8
EPA 2015 Decontamition of Outdoor Materials Contamited with Anthrax Using Sodium Persulfate or Chloropicrin |  | Liquid Spray | CFU | 10000000 |  |  | 14.25 | cm^2 | 0.001425 | m^2 | combined |  |  | 1 | M |  |  | 0.31 | 19.91 | 0.97 | 54.72 | wood | time till neutralization | 4320 |  | ≥ | 7 | LR | 0.1 | 1.96 x SE |  |  |  | 5 |  | 8 | trigger pulls of sprayer | [7 empty] | wood | 0 | trigger pulls of sprayer/cm^2 |  |  |  | 0 | 7
EPA 2015 Decontamition of Outdoor Materials Contamited with Anthrax Using Sodium Persulfate or Chloropicrin |  | Liquid Spray | CFU | 10000000 |  |  | 14.25 | cm^2 | 0.001425 | m^2 | combined |  |  | 1 | M |  |  | 0.26 | 20.19 | 0.67 | 55.83 | wood | time till neutralization | 4320 |  | ≥ | 5.75 | LR | 0.18 | 1.96 x SE |  |  |  | 5 |  | 12 | trigger pulls of sprayer | [7 empty] | wood | 0 | trigger pulls of sprayer/cm^2 |  |  |  | 0 | 5.75
EPA 2015 Decontamition of Outdoor Materials Contamited with Anthrax Using Sodium Persulfate or Chloropicrin |  | Liquid Spray | CFU | 10000000 |  |  | 14.25 | cm^2 | 0.001425 | m^2 | combined |  |  | 1 | M |  |  | 0.64 | 19.93 | 3.74 | 51.95 | wood | time till neutralization | 1440 |  |  | 6.71 | LR | 0.61 | 1.96 x SE |  |  |  | 5 |  | 16 | trigger pulls of sprayer | [7 empty] | wood | 0 | trigger pulls of sprayer/cm^2
EPA 2015 Decontamition of Outdoor Materials Contamited with Anthrax Using Sodium Persulfate or Chloropicrin |  | Liquid Spray | CFU | 10000000 |  |  | 14.25 | cm^2 | 0.001425 | m^2 | combined |  |  | 1 | M |  |  | 0.39 | 20.37 | 4.21 | 50.98 | wood | time till neutralization | 1440 |  | ≥ | 7.3 | LR | 0.13 | 1.96 x SE |  |  |  | 5 |  | 16 | trigger pulls of sprayer | [7 empty] | wood | 0 | trigger pulls of sprayer/cm^2 |  |  |  | 0 | 7.3
EPA 2015 Decontamition of Outdoor Materials Contamited with Anthrax Using Sodium Persulfate or Chloropicrin |  | Liquid Spray | CFU | 10000000 |  |  | 14.25 | cm^2 | 0.001425 | m^2 | combined |  |  | 1 | M |  |  |  | 25 |  | 50 | wood | time till neutralization | 1440 |  |  | 5.03 | LR | 1.2 | 1.96 x SE |  |  |  | 5 |  | 8 | trigger pulls of sprayer | [7 empty] | wood | 0 | trigger pulls of sprayer/cm^2
EPA 2015 Decontamition of Outdoor Materials Contamited with Anthrax Using Sodium Persulfate or Chloropicrin |  | Liquid Spray | CFU | 10000000 |  |  | 14.25 | cm^2 | 0.001425 | m^2 | combined |  |  | 0.5 | M |  |  | 0.38 | 20.29 | 3.49 | 44.34 | wood | time till neutralization | 4320 |  |  | 4.83 | LR | 1.29 | 1.96 x SE |  |  |  | 5 |  | 16 | trigger pulls of sprayer | [7 empty] | wood | 0 | trigger pulls of sprayer/cm^2
EPA 2015 Decontamition of Outdoor Materials Contamited with Anthrax Using Sodium Persulfate or Chloropicrin |  | Liquid Spray | CFU | 10000000 |  |  | 14.25 | cm^2 | 0.001425 | m^2 | combined |  |  | 0.5 | M |  |  | 0.32 | 20.31 | 1.28 | 40.84 | wood | time till neutralization | 10080 |  |  | 5.63 | LR | 1.34 | 1.96 x SE |  |  |  | 5 |  | 12 | trigger pulls of sprayer | [7 empty] | wood | 0 | trigger pulls of sprayer/cm^2
EPA 2015 Decontamition of Outdoor Materials Contamited with Anthrax Using Sodium Persulfate or Chloropicrin |  | Liquid Spray | CFU | 10000000 |  |  | 14.25 | cm^2 | 0.001425 | m^2 | combined |  |  | 0.5 | M |  |  | 0.24 | 18.63 | 3.71 | 63.57 | wood | time till neutralization | 10080 |  |  | 5.53 | LR | 0.6 | 1.96 x SE |  |  |  | 5 |  | 16 | trigger pulls of sprayer | [7 empty] | wood | 0 | trigger pulls of sprayer/cm^2
EPA 2015 Decontamition of Outdoor Materials Contamited with Anthrax Using Sodium Persulfate or Chloropicrin |  | Liquid Spray | CFU | 10000000 |  |  | 14.25 | cm^2 | 0.001425 | m^2 | combined |  |  | 0.5 | M |  |  | 0.24 | 18.63 | 3.71 | 63.57 | wood | time till neutralization | 10080 |  | ≥ | 5.73 | LR | 0.26 | 1.96 x SE |  |  |  | 5 |  | 16 | trigger pulls of sprayer | [7 empty] | wood | 0 | trigger pulls of sprayer/cm^2 |  |  |  | 0 | 5.73
EPA 2015 Decontamition of Outdoor Materials Contamited with Anthrax Using Sodium Persulfate or Chloropicrin |  | Liquid Spray | CFU | 10000000 |  |  | 14.25 | cm^2 | 0.001425 | m^2 | combined |  |  | 1 | M |  |  | 0.45 | 18.95 | 2.9 | 63.6 | concrete | time till neutralization | 10080 |  |  | 4.15 | LR | 1.56 | 1.96 x SE |  |  |  | 5 |  | 16 | trigger pulls of sprayer | [7 empty] | concrete | 0 | trigger pulls of sprayer/cm^2
EPA 2015 Decontamition of Outdoor Materials Contamited with Anthrax Using Sodium Persulfate or Chloropicrin |  | Liquid Spray | CFU | 10000000 |  |  | 14.25 | cm^2 | 0.001425 | m^2 | combined |  |  | 1 | M |  |  | 0.3 | 19.28 | 5.92 | 60.79 | concrete | time till neutralization | 4320 |  | ≥ | 6.4 | LR | 0.22 | 1.96 x SE |  |  |  | 5 |  | 16 | trigger pulls of sprayer | [7 empty] | concrete | 0 | trigger pulls of sprayer/cm^2 |  |  |  | 0 | 6.4
EPA 2015 Decontamition of Outdoor Materials Contamited with Anthrax Using Sodium Persulfate or Chloropicrin |  | Liquid Spray | CFU | 10000000 |  |  | 14.25 | cm^2 | 0.001425 | m^2 | combined |  |  | 1 | M |  |  | 0.31 | 19.91 | 0.97 | 54.72 | concrete | time till neutralization | 4320 |  |  | 2.75 | LR | 0.54 | 1.96 x SE |  |  |  | 5 |  | 8 | trigger pulls of sprayer | [7 empty] | concrete | 0 | trigger pulls of sprayer/cm^2
EPA 2015 Decontamition of Outdoor Materials Contamited with Anthrax Using Sodium Persulfate or Chloropicrin |  | Liquid Spray | CFU | 10000000 |  |  | 14.25 | cm^2 | 0.001425 | m^2 | combined |  |  | 1 | M |  |  | 0.26 | 20.19 | 0.67 | 55.83 | concrete | time till neutralization | 4320 |  |  | 3.53 | LR | 1.66 | 1.96 x SE |  |  |  | 5 |  | 12 | trigger pulls of sprayer | [7 empty] | concrete | 0 | trigger pulls of sprayer/cm^2
EPA 2015 Decontamition of Outdoor Materials Contamited with Anthrax Using Sodium Persulfate or Chloropicrin |  | Liquid Spray | CFU | 10000000 |  |  | 14.25 | cm^2 | 0.001425 | m^2 | combined |  |  | 1 | M |  |  | 0.64 | 19.93 | 3.74 | 51.95 | concrete | time till neutralization | 1440 |  |  | 4.52 | LR | 1.39 | 1.96 x SE |  |  |  | 5 |  | 16 | trigger pulls of sprayer | [7 empty] | concrete | 0 | trigger pulls of sprayer/cm^2
EPA 2015 Decontamition of Outdoor Materials Contamited with Anthrax Using Sodium Persulfate or Chloropicrin |  | Liquid Spray | CFU | 10000000 |  |  | 14.25 | cm^2 | 0.001425 | m^2 | combined |  |  | 1 | M |  |  | 0.39 | 20.37 | 4.21 | 50.98 | concrete | time till neutralization | 1440 |  |  | 4.41 | LR | 1.54 | 1.96 x SE |  |  |  | 5 |  | 16 | trigger pulls of sprayer | [7 empty] | concrete | 0 | trigger pulls of sprayer/cm^2
EPA 2015 Decontamition of Outdoor Materials Contamited with Anthrax Using Sodium Persulfate or Chloropicrin |  | Liquid Spray | CFU | 10000000 |  |  | 14.25 | cm^2 | 0.001425 | m^2 | combined |  |  | 1 | M |  |  |  | 25 |  | 50 | concrete | time till neutralization | 1440 |  |  | 3.68 | LR | 2.33 | 1.96 x SE |  |  |  | 5 |  | 8 | trigger pulls of sprayer | [7 empty] | concrete | 0 | trigger pulls of sprayer/cm^2
EPA 2015 Decontamition of Outdoor Materials Contamited with Anthrax Using Sodium Persulfate or Chloropicrin |  | Liquid Spray | CFU | 10000000 |  |  | 14.25 | cm^2 | 0.001425 | m^2 | combined |  |  | 0.5 | M |  |  | 0.38 | 20.29 | 3.49 | 44.34 | concrete | time till neutralization | 4320 |  |  | 5.02 | LR | 1.34 | 1.96 x SE |  |  |  | 5 |  | 16 | trigger pulls of sprayer | [7 empty] | concrete | 0 | trigger pulls of sprayer/cm^2
EPA 2015 Decontamition of Outdoor Materials Contamited with Anthrax Using Sodium Persulfate or Chloropicrin |  | Liquid Spray | CFU | 10000000 |  |  | 14.25 | cm^2 | 0.001425 | m^2 | combined |  |  | 0.5 | M |  |  | 0.32 | 20.31 | 1.28 | 40.84 | concrete | time till neutralization | 10080 |  |  | 1.29 | LR | 0.38 | 1.96 x SE |  |  |  | 5 |  | 12 | trigger pulls of sprayer | [7 empty] | concrete | 0 | trigger pulls of sprayer/cm^2
EPA 2015 Decontamition of Outdoor Materials Contamited with Anthrax Using Sodium Persulfate or Chloropicrin |  | Liquid Spray | CFU | 10000000 |  |  | 14.25 | cm^2 | 0.001425 | m^2 | combined |  |  | 0.5 | M |  |  | 0.24 | 18.63 | 3.71 | 63.57 | concrete | time till neutralization | 10080 |  |  | 1.25 | LR | 0.32 | 1.96 x SE |  |  |  | 5 |  | 16 | trigger pulls of sprayer | [7 empty] | concrete | 0 | trigger pulls of sprayer/cm^2
EPA 2015 Decontamition of Outdoor Materials Contamited with Anthrax Using Sodium Persulfate or Chloropicrin |  | Liquid Spray | CFU | 10000000 |  |  | 14.25 | cm^2 | 0.001425 | m^2 | combined |  |  | 0.5 | M |  |  | 0.24 | 18.63 | 3.71 | 63.57 | concrete | time till neutralization | 10080 |  |  | 1.93 | LR | 0.56999999999999995 | 1.96 x SE |  |  |  | 5 |  | 16 | trigger pulls of sprayer | [7 empty] | concrete | 0 | trigger pulls of sprayer/cm^2
EPA 2015 Decontamition of Outdoor Materials Contamited with Anthrax Using Sodium Persulfate or Chloropicrin |  | Liquid Spray | CFU | 10000000 |  |  | 14.25 | cm^2 | 0.001425 | m^2 | combined |  |  | 1 | M |  |  | 0.45 | 18.95 | 2.9 | 63.6 | asphalt | time till neutralization | 10080 |  |  | 2.91 | LR | 0.78 | 1.96 x SE |  |  |  | 5 |  | 16 | trigger pulls of sprayer | [7 empty] | asphalt | 0 | trigger pulls of sprayer/cm^2
EPA 2015 Decontamition of Outdoor Materials Contamited with Anthrax Using Sodium Persulfate or Chloropicrin |  | Liquid Spray | CFU | 10000000 |  |  | 14.25 | cm^2 | 0.001425 | m^2 | combined |  |  | 1 | M |  |  | 0.3 | 19.28 | 5.92 | 60.79 | asphalt | time till neutralization | 4320 |  |  | 2.08 | LR | 0.45 | 1.96 x SE |  |  |  | 5 |  | 16 | trigger pulls of sprayer | [7 empty] | asphalt | 0 | trigger pulls of sprayer/cm^2
EPA 2015 Decontamition of Outdoor Materials Contamited with Anthrax Using Sodium Persulfate or Chloropicrin |  | Liquid Spray | CFU | 10000000 |  |  | 14.25 | cm^2 | 0.001425 | m^2 | combined |  |  | 1 | M |  |  | 0.31 | 19.91 | 0.97 | 54.72 | asphalt | time till neutralization | 4320 |  |  | 0.73 | LR | 0.34 | 1.96 x SE |  |  |  | 5 |  | 8 | trigger pulls of sprayer | [7 empty] | asphalt | 0 | trigger pulls of sprayer/cm^2
EPA 2015 Decontamition of Outdoor Materials Contamited with Anthrax Using Sodium Persulfate or Chloropicrin |  | Liquid Spray | CFU | 10000000 |  |  | 14.25 | cm^2 | 0.001425 | m^2 | combined |  |  | 1 | M |  |  | 0.26 | 20.19 | 0.67 | 55.83 | asphalt | time till neutralization | 4320 |  |  | 0.94 | LR | 0.23 | 1.96 x SE |  |  |  | 5 |  | 12 | trigger pulls of sprayer | [7 empty] | asphalt | 0 | trigger pulls of sprayer/cm^2
EPA 2015 Decontamition of Outdoor Materials Contamited with Anthrax Using Sodium Persulfate or Chloropicrin |  | Liquid Spray | CFU | 10000000 |  |  | 14.25 | cm^2 | 0.001425 | m^2 | combined |  |  | 1 | M |  |  | 0.64 | 19.93 | 3.74 | 51.95 | asphalt | time till neutralization | 1440 |  |  | 2.91 | LR | 0.34 | 1.96 x SE |  |  |  | 5 |  | 16 | trigger pulls of sprayer | [7 empty] | asphalt | 0 | trigger pulls of sprayer/cm^2
EPA 2015 Decontamition of Outdoor Materials Contamited with Anthrax Using Sodium Persulfate or Chloropicrin |  | Liquid Spray | CFU | 10000000 |  |  | 14.25 | cm^2 | 0.001425 | m^2 | combined |  |  | 1 | M |  |  | 0.39 | 20.37 | 4.21 | 50.98 | asphalt | time till neutralization | 1440 |  |  | 0.78 | LR | 0.33 | 1.96 x SE |  |  |  | 5 |  | 16 | trigger pulls of sprayer | [7 empty] | asphalt | 0 | trigger pulls of sprayer/cm^2
EPA 2015 Decontamition of Outdoor Materials Contamited with Anthrax Using Sodium Persulfate or Chloropicrin |  | Liquid Spray | CFU | 10000000 |  |  | 14.25 | cm^2 | 0.001425 | m^2 | combined |  |  | 1 | M |  |  |  | 25 |  | 50 | asphalt | time till neutralization | 1440 |  |  | 0.74 | LR | 0.44 | 1.96 x SE |  |  |  | 5 |  | 8 | trigger pulls of sprayer | [7 empty] | asphalt | 0 | trigger pulls of sprayer/cm^2
EPA 2015 Decontamition of Outdoor Materials Contamited with Anthrax Using Sodium Persulfate or Chloropicrin |  | Liquid Spray | CFU | 10000000 |  |  | 14.25 | cm^2 | 0.001425 | m^2 | combined |  |  | 0.5 | M |  |  | 0.38 | 20.29 | 3.49 | 44.34 | asphalt | time till neutralization | 4320 |  |  | 2.11 | LR | 0.49 | 1.96 x SE |  |  |  | 5 |  | 16 | trigger pulls of sprayer | [7 empty] | asphalt | 0 | trigger pulls of sprayer/cm^2
EPA 2015 Decontamition of Outdoor Materials Contamited with Anthrax Using Sodium Persulfate or Chloropicrin |  | Liquid Spray | CFU | 10000000 |  |  | 14.25 | cm^2 | 0.001425 | m^2 | combined |  |  | 0.5 | M |  |  | 0.32 | 20.31 | 1.28 | 40.84 | asphalt | time till neutralization | 10080 |  |  | 5.51 | LR | 0.89 | 1.96 x SE |  |  |  | 5 |  | 12 | trigger pulls of sprayer | [7 empty] | asphalt | 0 | trigger pulls of sprayer/cm^2
EPA 2015 Decontamition of Outdoor Materials Contamited with Anthrax Using Sodium Persulfate or Chloropicrin |  | Liquid Spray | CFU | 10000000 |  |  | 14.25 | cm^2 | 0.001425 | m^2 | combined |  |  | 0.5 | M |  |  | 0.24 | 18.63 | 3.71 | 63.57 | asphalt | time till neutralization | 10080 |  |  | 4.88 | LR | 1.43 | 1.96 x SE |  |  |  | 5 |  | 16 | trigger pulls of sprayer | [7 empty] | asphalt | 0 | trigger pulls of sprayer/cm^2
EPA 2015 Decontamition of Outdoor Materials Contamited with Anthrax Using Sodium Persulfate or Chloropicrin |  | Liquid Spray | CFU | 10000000 |  |  | 14.25 | cm^2 | 0.001425 | m^2 | combined |  |  | 1 | M |  |  | 0.45 | 18.95 | 2.9 | 63.6 | brick | time till neutralization | 10080 |  |  | 5.11 | LR | 0.92 | 1.96 x SE |  |  |  | 5 |  | 16 | trigger pulls of sprayer | [7 empty] | brick | 0 | trigger pulls of sprayer/cm^2
EPA 2015 Decontamition of Outdoor Materials Contamited with Anthrax Using Sodium Persulfate or Chloropicrin |  | Liquid Spray | CFU | 10000000 |  |  | 14.25 | cm^2 | 0.001425 | m^2 | combined |  |  | 1 | M |  |  | 0.3 | 19.28 | 5.92 | 60.79 | brick | time till neutralization | 4320 |  |  | 4.53 | LR | 1.1599999999999999 | 1.96 x SE |  |  |  | 5 |  | 16 | trigger pulls of sprayer | [7 empty] | brick | 0 | trigger pulls of sprayer/cm^2
EPA 2015 Decontamition of Outdoor Materials Contamited with Anthrax Using Sodium Persulfate or Chloropicrin |  | Liquid Spray | CFU | 10000000 |  |  | 14.25 | cm^2 | 0.001425 | m^2 | combined |  |  | 1 | M |  |  | 0.31 | 19.91 | 0.97 | 54.72 | brick | time till neutralization | 4320 |  |  | 3.48 | LR | 0.86 | 1.96 x SE |  |  |  | 5 |  | 8 | trigger pulls of sprayer | [7 empty] | brick | 0 | trigger pulls of sprayer/cm^2
EPA 2015 Decontamition of Outdoor Materials Contamited with Anthrax Using Sodium Persulfate or Chloropicrin |  | Liquid Spray | CFU | 10000000 |  |  | 14.25 | cm^2 | 0.001425 | m^2 | combined |  |  | 1 | M |  |  | 0.26 | 20.19 | 0.67 | 55.83 | brick | time till neutralization | 4320 |  |  | 3.36 | LR | 1.02 | 1.96 x SE |  |  |  | 5 |  | 12 | trigger pulls of sprayer | [7 empty] | brick | 0 | trigger pulls of sprayer/cm^2
EPA 2015 Decontamition of Outdoor Materials Contamited with Anthrax Using Sodium Persulfate or Chloropicrin |  | Liquid Spray | CFU | 10000000 |  |  | 14.25 | cm^2 | 0.001425 | m^2 | combined |  |  | 1 | M |  |  | 0.64 | 19.93 | 3.74 | 51.95 | brick | time till neutralization | 1440 |  |  | 6.75 | LR | 1.03 | 1.96 x SE |  |  |  | 5 |  | 16 | trigger pulls of sprayer | [7 empty] | brick | 0 | trigger pulls of sprayer/cm^2
EPA 2015 Decontamition of Outdoor Materials Contamited with Anthrax Using Sodium Persulfate or Chloropicrin |  | Liquid Spray | CFU | 10000000 |  |  | 14.25 | cm^2 | 0.001425 | m^2 | combined |  |  | 1 | M |  |  | 0.39 | 20.37 | 4.21 | 50.98 | brick | time till neutralization | 1440 |  |  | 5.47 | LR | 1.56 | 1.96 x SE |  |  |  | 5 |  | 16 | trigger pulls of sprayer | [7 empty] | brick | 0 | trigger pulls of sprayer/cm^2
EPA 2015 Decontamition of Outdoor Materials Contamited with Anthrax Using Sodium Persulfate or Chloropicrin |  | Liquid Spray | CFU | 10000000 |  |  | 14.25 | cm^2 | 0.001425 | m^2 | combined |  |  | 1 | M |  |  |  | 25 |  | 50 | brick | time till neutralization | 1440 |  |  | 4.35 | LR | 1.52 | 1.96 x SE |  |  |  | 5 |  | 8 | trigger pulls of sprayer | [7 empty] | brick | 0 | trigger pulls of sprayer/cm^2
EPA 2015 Decontamition of Outdoor Materials Contamited with Anthrax Using Sodium Persulfate or Chloropicrin |  | Liquid Spray | CFU | 10000000 |  |  | 14.25 | cm^2 | 0.001425 | m^2 | combined |  |  | 0.5 | M |  |  | 0.38 | 20.29 | 3.49 | 44.34 | brick | time till neutralization | 4320 |  |  | 4.28 | LR | 1.48 | 1.96 x SE |  |  |  | 5 |  | 16 | trigger pulls of sprayer | [7 empty] | brick | 0 | trigger pulls of sprayer/cm^2
EPA 2015 Decontamition of Outdoor Materials Contamited with Anthrax Using Sodium Persulfate or Chloropicrin |  | Liquid Spray | CFU | 10000000 |  |  | 14.25 | cm^2 | 0.001425 | m^2 | combined |  |  | 0.5 | M |  |  | 0.32 | 20.31 | 1.28 | 40.84 | brick | time till neutralization | 10080 |  |  | 4.92 | LR | 0.95 | 1.96 x SE |  |  |  | 5 |  | 12 | trigger pulls of sprayer | [7 empty] | brick | 0 | trigger pulls of sprayer/cm^2
EPA 2015 Decontamition of Outdoor Materials Contamited with Anthrax Using Sodium Persulfate or Chloropicrin |  | Liquid Spray | CFU | 10000000 |  |  | 14.25 | cm^2 | 0.001425 | m^2 | combined |  |  | 0.5 | M |  |  | 0.24 | 18.63 | 3.71 | 63.57 | brick | time till neutralization | 10080 |  | ≥ | 6.64 | LR | 0.09 | 1.96 x SE |  |  |  | 5 |  | 16 | trigger pulls of sprayer | [7 empty] | brick | 0 | trigger pulls of sprayer/cm^2 |  |  |  | 0 | 6.64
EPA 2015 Decontamition of Outdoor Materials Contamited with Anthrax Using Sodium Persulfate or Chloropicrin |  | Liquid Spray | CFU | 10000000 |  |  | 14.25 | cm^2 | 0.001425 | m^2 | combined |  |  | 1 | M |  |  | 0.45 | 18.95 | 2.9 | 63.6 | brick | time till neutralization | 10080 |  | ≥ | 5.87 | LR | 0.23 | 1.96 x SE |  |  |  | 5 |  | 16 | trigger pulls of sprayer | [7 empty] | brick | 0 | trigger pulls of sprayer/cm^2 |  |  |  | 0 | 5.87
EPA 2015 Decontamition of Outdoor Materials Contamited with Anthrax Using Sodium Persulfate or Chloropicrin |  | Liquid Spray | CFU | 10000000 |  |  | 14.25 | cm^2 | 0.001425 | m^2 | combined |  |  | 1 | M |  |  | 0.45 | 18.95 | 2.9 | 63.6 | brick | time till neutralization | 10080 |  | ≥ | 1.1 | LR | 2.16 | 1.96 x SE |  |  |  | 5 |  | 16 | trigger pulls of sprayer | [7 empty] | brick | 0 | trigger pulls of sprayer/cm^2 |  |  |  | 0 | 1.1
EPA 2015 Decontamition of Outdoor Materials Contamited with Anthrax Using Sodium Persulfate or Chloropicrin |  | Liquid Spray | CFU | 10000000 |  |  | 14.25 | cm^2 | 0.001425 | m^2 | combined |  |  | 1 | M |  |  | 0.45 | 18.95 | 2.9 | 63.6 | brick | time till neutralization | 10080 |  |  | 6.76 | LR | 0.61 | 1.96 x SE |  |  |  | 5 |  | 16 | trigger pulls of sprayer | [7 empty] | brick | 0 | trigger pulls of sprayer/cm^2
EPA 2015 Decontamition of Outdoor Materials Contamited with Anthrax Using Sodium Persulfate or Chloropicrin |  | Liquid Spray | CFU | 10000000 |  |  | 14.25 | cm^2 | 0.001425 | m^2 | combined |  |  | 1 | M |  |  | 0.3 | 19.28 | 5.92 | 60.79 | brick | time till neutralization | 4320 |  | ≥ | 6.94 | LR | 0.13 | 1.96 x SE |  |  |  | 5 |  | 16 | trigger pulls of sprayer | [7 empty] | brick | 0 | trigger pulls of sprayer/cm^2 |  |  |  | 0 | 6.94
EPA 2015 Decontamition of Outdoor Materials Contamited with Anthrax Using Sodium Persulfate or Chloropicrin |  | Liquid Spray | CFU | 10000000 |  |  | 14.25 | cm^2 | 0.001425 | m^2 | combined |  |  | 1 | M |  |  | 0.31 | 19.91 | 0.97 | 54.72 | brick | time till neutralization | 4320 |  |  | 6.4 | LR | 0.61 | 1.96 x SE |  |  |  | 5 |  | 8 | trigger pulls of sprayer | [7 empty] | brick | 0 | trigger pulls of sprayer/cm^2
EPA 2015 Decontamition of Outdoor Materials Contamited with Anthrax Using Sodium Persulfate or Chloropicrin |  | Liquid Spray | CFU | 10000000 |  |  | 14.25 | cm^2 | 0.001425 | m^2 | combined |  |  | 1 | M |  |  | 0.26 | 20.19 | 0.67 | 55.83 | brick | time till neutralization | 4320 |  | ≥ | 6.13 | LR | 0.39 | 1.96 x SE |  |  |  | 5 |  | 12 | trigger pulls of sprayer | [7 empty] | brick | 0 | trigger pulls of sprayer/cm^2 |  |  |  | 0 | 6.13
EPA 2015 Decontamition of Outdoor Materials Contamited with Anthrax Using Sodium Persulfate or Chloropicrin |  | Liquid Spray | CFU | 10000000 |  |  | 14.25 | cm^2 | 0.001425 | m^2 | combined |  |  | 1 | M |  |  | 0.64 | 19.93 | 3.74 | 51.95 | brick | time till neutralization | 1440 |  | ≥ | 6.99 | LR | 7.0000000000000007E-2 | 1.96 x SE |  |  |  | 5 |  | 16 | trigger pulls of sprayer | [7 empty] | brick | 0 | trigger pulls of sprayer/cm^2 |  |  |  | 0 | 6.99
EPA 2015 Decontamition of Outdoor Materials Contamited with Anthrax Using Sodium Persulfate or Chloropicrin |  | Liquid Spray | CFU | 10000000 |  |  | 14.25 | cm^2 | 0.001425 | m^2 | combined |  |  | 1 | M |  |  | 0.39 | 20.37 | 4.21 | 50.98 | brick | time till neutralization | 1440 |  |  | 6.83 | LR | 0.79 | 1.96 x SE |  |  |  | 5 |  | 16 | trigger pulls of sprayer | [7 empty] | brick | 0 | trigger pulls of sprayer/cm^2
EPA 2015 Decontamition of Outdoor Materials Contamited with Anthrax Using Sodium Persulfate or Chloropicrin |  | Liquid Spray | CFU | 10000000 |  |  | 14.25 | cm^2 | 0.001425 | m^2 | combined |  |  | 1 | M |  |  |  | 25 |  | 50 | brick | time till neutralization | 1440 |  | ≥ | 6.83 | LR | 0.16 | 1.96 x SE |  |  |  | 5 |  | 8 | trigger pulls of sprayer | [7 empty] | brick | 0 | trigger pulls of sprayer/cm^2 |  |  |  | 0 | 6.83
EPA 2015 Decontamition of Outdoor Materials Contamited with Anthrax Using Sodium Persulfate or Chloropicrin |  | Liquid Spray | CFU | 10000000 |  |  | 14.25 | cm^2 | 0.001425 | m^2 | combined |  |  | 0.5 | M |  |  | 0.38 | 20.29 | 3.49 | 44.34 | brick | time till neutralization | 4320 |  |  | 6.39 | LR | 1.21 | 1.96 x SE |  |  |  | 5 |  | 16 | trigger pulls of sprayer | [7 empty] | brick | 0 | trigger pulls of sprayer/cm^2
EPA 2009 Evaluation of Liquid and Foam Technologies for the Decontamition of B. anthracis and B. subtilis on Building and Outdoor Materials: Technology Evaluation Report |  | Liquid Spray | CFU | 10000000 |  |  | 14.25 | cm^2 | 0.001425 | m^2 | combined |  |  | 190 | ppm |  |  |  | 22.5 |  | 40 | Industrial-Grade Carpet | time until neutralization | 10 |  |  | 1.83 | LR | 0.45 | 1.96 x SE |  |  |  | 5 | No damage | 0.19 | g |  |  | 0 |  |  |  |  | carpet | 0.13333 | g/cm^2
EPA 2009 Evaluation of Liquid and Foam Technologies for the Decontamition of B. anthracis and B. subtilis on Building and Outdoor Materials: Technology Evaluation Report |  | Liquid Spray | CFU | 10000000 |  |  | 14.25 | cm^2 | 0.001425 | m^2 | combined |  |  | 190 | ppm |  |  |  | 22.5 |  | 40 | Decorative Lamite | time until neutralization | 10 |  |  | 2.59 | LR | 0.47 | 1.96 x SE |  |  |  | 5 | No damage | 0.1 | g |  |  | 0 |  |  |  |  | lamite | 0.070175 | g/cm^2
EPA 2009 Evaluation of Liquid and Foam Technologies for the Decontamition of B. anthracis and B. subtilis on Building and Outdoor Materials: Technology Evaluation Report |  | Liquid Spray | CFU | 10000000 |  |  | 14.25 | cm^2 | 0.001425 | m^2 | combined |  |  | 190 | ppm |  |  |  | 22.5 |  | 40 | Galvanized Metal Ductwork | time until neutralization | 10 |  |  | 0.95 | LR | 0.12 | 1.96 x SE |  |  |  | 5 | No damage | 0.34 | g |  |  | 0 |  |  |  |  | steel | 0.2386 | g/cm^2
EPA 2009 Evaluation of Liquid and Foam Technologies for the Decontamition of B. anthracis and B. subtilis on Building and Outdoor Materials: Technology Evaluation Report |  | Liquid Spray | CFU | 10000000 |  |  | 14.25 | cm^2 | 0.001425 | m^2 | combined |  |  | 190 | ppm |  |  |  | 22.5 |  | 40 | Painted Wallboard Paper | time until neutralization | 10 |  |  | 0.7 | LR | 0.11 | 1.96 x SE |  |  |  | 5 | No damage | 0.07 | g |  |  | 0 |  |  |  |  | wallboard | 0.049123 | g/cm^2
EPA 2009 Evaluation of Liquid and Foam Technologies for the Decontamition of B. anthracis and B. subtilis on Building and Outdoor Materials: Technology Evaluation Report |  | Liquid Spray | CFU | 10000000 |  |  | 14.25 | cm^2 | 0.001425 | m^2 | combined |  |  | 190 | ppm |  |  |  | 22.5 |  | 40 | Painted Cinder Block | time until neutralization | 10 |  |  | 1.77 | LR | 0.27 | 1.96 x SE |  |  |  | 5 | No damage | 0.26 | g |  |  | 0 |  |  |  |  | painted concrete | 0.18246 | g/cm^2
EPA 2009 Evaluation of Liquid and Foam Technologies for the Decontamition of B. anthracis and B. subtilis on Building and Outdoor Materials: Technology Evaluation Report |  | Liquid Spray | CFU | 10000000 |  |  | 14.25 | cm^2 | 0.001425 | m^2 | combined |  |  | 190 | ppm |  |  |  | 22.5 |  | 40 | Bare Pine Wood | time until neutralization | 10 |  |  | 0.75 | LR | 0.42 | 1.96 x SE |  |  |  | 5 | No damage | 0.26 | g |  |  | 0 |  |  |  |  | bare wood | 0.18246 | g/cm^2
EPA 2009 Evaluation of Liquid and Foam Technologies for the Decontamition of B. anthracis and B. subtilis on Building and Outdoor Materials: Technology Evaluation Report |  | Liquid Spray | CFU | 10000000 |  |  | 14.25 | cm^2 | 0.001425 | m^2 | combined |  |  | 190 | ppm |  |  |  | 22.5 |  | 40 | Glass | time until neutralization | 10 |  |  | 2.53 | LR | 0.95 | 1.96 x SE |  |  |  | 5 | No damage | 0.15 | g |  |  | 0 |  |  |  |  | glass | 0.10526 | g/cm^2
EPA 2009 Evaluation of Liquid and Foam Technologies for the Decontamition of B. anthracis and B. subtilis on Building and Outdoor Materials: Technology Evaluation Report |  | Liquid Spray | CFU | 10000000 |  |  | 14.25 | cm^2 | 0.001425 | m^2 | combined |  |  | 190 | ppm |  |  |  | 22.5 |  | 40 | Industrial-Grade Carpet | time until neutralization | 10 |  |  | 0.87 | LR | 0.94 | 1.96 x SE |  |  |  | 5 | No damage | 0.19 | g |  |  | 0 |  |  |  |  | carpet | 0.13333 | g/cm^2
EPA 2009 Evaluation of Liquid and Foam Technologies for the Decontamition of B. anthracis and B. subtilis on Building and Outdoor Materials: Technology Evaluation Report |  | Liquid Spray | CFU | 10000000 |  |  | 14.25 | cm^2 | 0.001425 | m^2 | combined |  |  | 190 | ppm |  |  |  | 22.5 |  | 40 | Decorative Lamite | time until neutralization | 10 |  |  | 0.3 | LR | 0.12 | 1.96 x SE |  |  |  | 5 | No damage | 0.1 | g |  |  | 0 |  |  |  |  | lamite | 0.070175 | g/cm^2
EPA 2009 Evaluation of Liquid and Foam Technologies for the Decontamition of B. anthracis and B. subtilis on Building and Outdoor Materials: Technology Evaluation Report |  | Liquid Spray | CFU | 10000000 |  |  | 14.25 | cm^2 | 0.001425 | m^2 | combined |  |  | 190 | ppm |  |  |  | 22.5 |  | 40 | Galvanized Metal Ductwork | time until neutralization | 10 |  |  | -0.66 | LR | 0.23 | 1.96 x SE |  |  |  | 5 | No damage | 0.34 | g |  |  | 0 |  |  |  |  | steel | 0.2386 | g/cm^2
EPA 2009 Evaluation of Liquid and Foam Technologies for the Decontamition of B. anthracis and B. subtilis on Building and Outdoor Materials: Technology Evaluation Report |  | Liquid Spray | CFU | 10000000 |  |  | 14.25 | cm^2 | 0.001425 | m^2 | combined |  |  | 190 | ppm |  |  |  | 22.5 |  | 40 | Painted Wallboard Paper | time until neutralization | 10 |  |  | 0.73 | LR | 0.18 | 1.96 x SE |  |  |  | 5 | No damage | 0.07 | g |  |  | 0 |  |  |  |  | wallboard | 0.049123 | g/cm^2
EPA 2009 Evaluation of Liquid and Foam Technologies for the Decontamition of B. anthracis and B. subtilis on Building and Outdoor Materials: Technology Evaluation Report |  | Liquid Spray | CFU | 10000000 |  |  | 14.25 | cm^2 | 0.001425 | m^2 | combined |  |  | 190 | ppm |  |  |  | 22.5 |  | 40 | Painted Cinder Block | time until neutralization | 10 |  |  | -0.49 | LR | 0.23 | 1.96 x SE |  |  |  | 5 | No damage | 0.26 | g |  |  | 0 |  |  |  |  | painted concrete | 0.18246 | g/cm^2
EPA 2009 Evaluation of Liquid and Foam Technologies for the Decontamition of B. anthracis and B. subtilis on Building and Outdoor Materials: Technology Evaluation Report |  | Liquid Spray | CFU | 10000000 |  |  | 14.25 | cm^2 | 0.001425 | m^2 | combined |  |  | 190 | ppm |  |  |  | 22.5 |  | 40 | Bare Pine Wood | time until neutralization | 10 |  |  | 0.31 | LR | 0.26 | 1.96 x SE |  |  |  | 5 | No damage | 0.26 | g |  |  | 0 |  |  |  |  | bare wood | 0.18246 | g/cm^2
EPA 2009 Evaluation of Liquid and Foam Technologies for the Decontamition of B. anthracis and B. subtilis on Building and Outdoor Materials: Technology Evaluation Report |  | Liquid Spray | CFU | 10000000 |  |  | 14.25 | cm^2 | 0.001425 | m^2 | combined |  |  | 190 | ppm |  |  |  | 22.5 |  | 40 | Glass | time until neutralization | 10 |  |  | 0.3 | LR | 0.15 | 1.96 x SE |  |  |  | 5 | No damage | 0.15 | g |  |  | 0 |  |  |  |  | glass | 0.10526 | g/cm^2
EPA 2009 Evaluation of Liquid and Foam Technologies for the Decontamition of B. anthracis and B. subtilis on Building and Outdoor Materials: Technology Evaluation Report |  | Liquid Spray | CFU | 10000000 |  |  | 14.25 | cm^2 | 0.001425 | m^2 | combined |  |  | 6200 | FAC ppm (FAC mg/L) |  |  |  | 22.5 |  | 50 | Painted Cinder Block | time until neutralization | 60 |  |  | 7.31 | LR | 1.27 | 1.96 x SE |  |  |  | 5 | No damage | 0.4 | g |  |  | 0 |  |  |  |  | painted concrete | 0.2807 | g/cm^2
EPA 2009 Evaluation of Liquid and Foam Technologies for the Decontamition of B. anthracis and B. subtilis on Building and Outdoor Materials: Technology Evaluation Report |  | Liquid Spray | CFU | 10000000 |  |  | 14.25 | cm^2 | 0.001425 | m^2 | combined |  |  | 6200 | FAC ppm (FAC mg/L) |  |  |  | 22.5 |  | 50 | Bare Pine Wood | time until neutralization | 60 |  |  | 0.81 | LR | 0.4 | 1.96 x SE |  |  |  | 5 | No damage | 0.2 | g |  |  | 0 |  |  |  |  | bare wood | 0.14035 | g/cm^2
EPA 2009 Evaluation of Liquid and Foam Technologies for the Decontamition of B. anthracis and B. subtilis on Building and Outdoor Materials: Technology Evaluation Report |  | Liquid Spray | CFU | 10000000 |  |  | 14.25 | cm^2 | 0.001425 | m^2 | combined |  |  | 6200 | FAC ppm (FAC mg/L) |  |  |  | 22.5 |  | 50 | Unpainted Concrete | time until neutralization | 60 |  |  | 4.99 | LR | 1.67 | 1.96 x SE |  |  |  | 5 | No damage | 0.24 | g |  |  | 0 |  |  |  |  | concrete | 0.16842 | g/cm^2
EPA 2009 Evaluation of Liquid and Foam Technologies for the Decontamition of B. anthracis and B. subtilis on Building and Outdoor Materials: Technology Evaluation Report |  | Liquid Spray | CFU | 10000000 |  |  | 9.62 | cm^2 | 0.000962 | m^2 | combined |  |  | 6200 | FAC ppm (FAC mg/L) |  |  |  | 22.5 |  | 50 | Topsoil | time until neutralization | 60 |  |  | 1.47 | LR | 0.84 | 1.96 x SE |  |  |  | 5 | No damage | 0.25 | g |  |  | 0 |  |  |  |  | soil | 0.25988 | g/cm^2
EPA 2009 Evaluation of Liquid and Foam Technologies for the Decontamition of B. anthracis and B. subtilis on Building and Outdoor Materials: Technology Evaluation Report |  | Liquid Spray | CFU | 10000000 |  |  | 14.25 | cm^2 | 0.001425 | m^2 | combined |  |  | 6200 | FAC ppm (FAC mg/L) |  |  |  | 22.5 |  | 50 | Painted Cinder Block | time until neutralization | 60 |  | ≥ | 7.22 | LR | 0.06 | 1.96 x SE |  |  |  | 5 | No damage | 0.4 | g |  |  | 0 |  |  |  |  | painted concrete | 0.2807 | g/cm^2 |  |  |  | 0 | 7.22
EPA 2009 Evaluation of Liquid and Foam Technologies for the Decontamition of B. anthracis and B. subtilis on Building and Outdoor Materials: Technology Evaluation Report |  | Liquid Spray | CFU | 10000000 |  |  | 14.25 | cm^2 | 0.001425 | m^2 | combined |  |  | 6200 | FAC ppm (FAC mg/L) |  |  |  | 22.5 |  | 50 | Bare Pine Wood | time until neutralization | 60 |  |  | 0.68 | LR | 0.5 | 1.96 x SE |  |  |  | 5 | No damage | 0.2 | g |  |  | 0 |  |  |  |  | bare wood | 0.14035 | g/cm^2
EPA 2009 Evaluation of Liquid and Foam Technologies for the Decontamition of B. anthracis and B. subtilis on Building and Outdoor Materials: Technology Evaluation Report |  | Liquid Spray | CFU | 10000000 |  |  | 14.25 | cm^2 | 0.001425 | m^2 | combined |  |  | 6200 | FAC ppm (FAC mg/L) |  |  |  | 22.5 |  | 50 | Unpainted Concrete | time until neutralization | 60 |  | ≥ | 5.63 | LR | 0.14000000000000001 | 1.96 x SE |  |  |  | 5 | No damage | 0.24 | g |  |  | 0 |  |  |  |  | concrete | 0.16842 | g/cm^2 |  |  |  | 0 | 5.63
EPA 2009 Evaluation of Liquid and Foam Technologies for the Decontamition of B. anthracis and B. subtilis on Building and Outdoor Materials: Technology Evaluation Report |  | Liquid Spray | CFU | 10000000 |  |  | 9.62 | cm^2 | 0.000962 | m^2 | combined |  |  | 6200 | FAC ppm (FAC mg/L) |  |  |  | 22.5 |  | 50 | Topsoil | time until neutralization | 60 |  |  | 0.18 | LR | 0.24 | 1.96 x SE |  |  |  | 5 | No damage | 0.25 | g |  |  | 0 |  |  |  |  | soil | 0.25988 | g/cm^2
EPA 2009 Evaluation of Liquid and Foam Technologies for the Decontamition of B. anthracis and B. subtilis on Building and Outdoor Materials: Technology Evaluation Report |  | Liquid Spray | CFU | 10000000 |  |  | 14.25 | cm^2 | 0.001425 | m^2 | combined |  |  | 5.8 | wt% |  |  |  | 22.5 |  |  | Bare Pine Wood | time until neutralization | 60 |  |  | 0.05 | LR | 0.47 | 1.96 x SE |  |  |  | 5 | No damage | 1.49 | g |  |  | 0 |  |  |  |  | bare wood | 1.0456 | g/cm^2
EPA 2009 Evaluation of Liquid and Foam Technologies for the Decontamition of B. anthracis and B. subtilis on Building and Outdoor Materials: Technology Evaluation Report |  | Liquid Spray | CFU | 10000000 |  |  | 14.25 | cm^2 | 0.001425 | m^2 | combined |  |  | 5.8 | wt% |  |  |  | 22.5 |  |  | Glass | time until neutralization | 60 |  |  | -0.04 | LR | 9.4E-2 | 1.96 x SE |  |  |  | 5 | greying | 1.01 | g |  |  | 0 |  |  |  |  | glass | 0.70877 | g/cm^2
EPA 2009 Evaluation of Liquid and Foam Technologies for the Decontamition of B. anthracis and B. subtilis on Building and Outdoor Materials: Technology Evaluation Report |  | Liquid Spray | CFU | 10000000 |  |  | 14.25 | cm^2 | 0.001425 | m^2 | combined |  |  | 5.8 | wt% |  |  |  | 22.5 |  |  | Unpainted concrete | time until neutralization | 60 |  |  | 0.24 | LR | 0.5 | 1.96 x SE |  |  |  | 5 | No damage | 0.38 | g |  |  | 0 |  |  |  |  | concrete | 0.26667 | g/cm^2
EPA 2009 Evaluation of Liquid and Foam Technologies for the Decontamition of B. anthracis and B. subtilis on Building and Outdoor Materials: Technology Evaluation Report |  | Liquid Spray | CFU | 10000000 |  |  | 9.62 | cm^2 | 0.000962 | m^2 | combined |  |  | 5.8 | wt% |  |  |  | 22.5 |  |  | Topsoil | time until neutralization | 60 |  |  | 0.21 | LR | 0.17 | 1.96 x SE |  |  |  | 5 | No damage | 0.91 | g |  |  | 0 |  |  |  |  | soil | 0.94595 | g/cm^2
EPA 2009 Evaluation of Liquid and Foam Technologies for the Decontamition of B. anthracis and B. subtilis on Building and Outdoor Materials: Technology Evaluation Report |  | Liquid Spray | CFU | 10000000 |  |  | 14.25 | cm^2 | 0.001425 | m^2 | combined |  |  | 5.8 | wt% |  |  |  | 22.5 |  |  | Bare Pine Wood | time until neutralization | 60 |  |  | -0.12 | LR | 0.32 | 1.96 x SE |  |  |  | 5 | No damage | 1.49 | g |  |  | 0 |  |  |  |  | bare wood | 1.0456 | g/cm^2
EPA 2009 Evaluation of Liquid and Foam Technologies for the Decontamition of B. anthracis and B. subtilis on Building and Outdoor Materials: Technology Evaluation Report |  | Liquid Spray | CFU | 10000000 |  |  | 14.25 | cm^2 | 0.001425 | m^2 | combined |  |  | 5.8 | wt% |  |  |  | 22.5 |  |  | Glass | time until neutralization | 60 |  |  | 0.33 | LR | 0.18 | 1.96 x SE |  |  |  | 5 | greying | 1.01 | g |  |  | 0 |  |  |  |  | glass | 0.70877 | g/cm^2
EPA 2009 Evaluation of Liquid and Foam Technologies for the Decontamition of B. anthracis and B. subtilis on Building and Outdoor Materials: Technology Evaluation Report |  | Liquid Spray | CFU | 10000000 |  |  | 14.25 | cm^2 | 0.001425 | m^2 | combined |  |  | 5.8 | wt% |  |  |  | 22.5 |  |  | Unpainted Concrete | time until neutralization | 60 |  |  | 0.12 | LR | 0.23 | 1.96 x SE |  |  |  | 5 | No damage | 0.38 | g |  |  | 0 |  |  |  |  | concrete | 0.26667 | g/cm^2
EPA 2009 Evaluation of Liquid and Foam Technologies for the Decontamition of B. anthracis and B. subtilis on Building and Outdoor Materials: Technology Evaluation Report |  | Liquid Spray | CFU | 10000000 |  |  | 9.62 | cm^2 | 0.000962 | m^2 | combined |  |  | 5.8 | wt% |  |  |  | 22.5 |  |  | Topsoil | time until neutralization | 60 |  |  | 0.21 | LR | 8.3000000000000004E-2 | 1.96 x SE |  |  |  | 5 | No damage | 0.91 | g |  |  | 0 |  |  |  |  | soil | 0.94595 | g/cm^2
EPA 2009 Evaluation of Liquid and Foam Technologies for the Decontamition of B. anthracis and B. subtilis on Building and Outdoor Materials: Technology Evaluation Report |  | Liquid Spray | CFU | 10000000 |  |  | 14.25 | cm^2 | 0.001425 | m^2 | combined |  |  | 2.09 | wt% |  |  |  | 22.5 |  | 40 | Industrial-Grade Carpet | time until neutralization | 60 |  |  | 7 | LR | 1.79 | 1.96 x SE |  |  |  | 5 | No damage | 1.6 | g |  |  | 0 |  |  |  |  | carpet | 1.1228 | g/cm^2
EPA 2009 Evaluation of Liquid and Foam Technologies for the Decontamition of B. anthracis and B. subtilis on Building and Outdoor Materials: Technology Evaluation Report |  | Liquid Spray | CFU | 10000000 |  |  | 14.25 | cm^2 | 0.001425 | m^2 | combined |  |  | 2.09 | wt% |  |  |  | 22.5 |  | 40 | Decorative Lamite | time until neutralization | 60 |  | ≥ | 7.61 | LR | 0.05 | 1.96 x SE |  |  |  | 5 | No damage | 0.79 | g |  |  | 0 |  |  |  |  | lamite | 0.55439 | g/cm^2 |  |  |  | 0 | 7.61
EPA 2009 Evaluation of Liquid and Foam Technologies for the Decontamition of B. anthracis and B. subtilis on Building and Outdoor Materials: Technology Evaluation Report |  | Liquid Spray | CFU | 10000000 |  |  | 14.25 | cm^2 | 0.001425 | m^2 | combined |  |  | 2.09 | wt% |  |  |  | 22.5 |  | 40 | Galvanized Metal Ductwork | time until neutralization | 60 |  | ≥ | 7.87 | LR | 0.06 | 1.96 x SE |  |  |  | 5 | No damage | 0.94 | g |  |  | 0 |  |  |  |  | steel | 0.65965 | g/cm^2 |  |  |  | 0 | 7.87
EPA 2009 Evaluation of Liquid and Foam Technologies for the Decontamition of B. anthracis and B. subtilis on Building and Outdoor Materials: Technology Evaluation Report |  | Liquid Spray | CFU | 10000000 |  |  | 14.25 | cm^2 | 0.001425 | m^2 | combined |  |  | 2.09 | wt% |  |  |  | 22.5 |  | 40 | Painted Wallboard Paper | time until neutralization | 60 |  | ≥ | 7.42 | LR | 28 | 1.96 x SE |  |  |  | 5 | No damage | 1.01 | g |  |  | 0 |  |  |  |  | wallboard | 0.70877 | g/cm^2 |  |  |  | 0 | 7.42
EPA 2009 Evaluation of Liquid and Foam Technologies for the Decontamition of B. anthracis and B. subtilis on Building and Outdoor Materials: Technology Evaluation Report |  | Liquid Spray | CFU | 10000000 |  |  | 14.25 | cm^2 | 0.001425 | m^2 | combined |  |  | 2.09 | wt% |  |  |  | 22.5 |  | 40 | Painted Cinder Block | time until neutralization | 60 |  | ≥ | 7.86 | LR | 0.11 | 1.96 x SE |  |  |  | 5 | No damage | 1.14 | g |  |  | 0 |  |  |  |  | painted concrete | 0.8 | g/cm^2 |  |  |  | 0 | 7.86
EPA 2009 Evaluation of Liquid and Foam Technologies for the Decontamition of B. anthracis and B. subtilis on Building and Outdoor Materials: Technology Evaluation Report |  | Liquid Spray | CFU | 10000000 |  |  | 14.25 | cm^2 | 0.001425 | m^2 | combined |  |  | 2.09 | wt% |  |  |  | 22.5 |  | 40 | Bare Pine Wood | time until neutralization | 60 |  |  | 4.64 | LR | 1.87 | 1.96 x SE |  |  |  | 5 | No damage | 1.7 | g |  |  | 0 |  |  |  |  | bare wood | 1.193 | g/cm^2
EPA 2009 Evaluation of Liquid and Foam Technologies for the Decontamition of B. anthracis and B. subtilis on Building and Outdoor Materials: Technology Evaluation Report |  | Liquid Spray | CFU | 10000000 |  |  | 14.25 | cm^2 | 0.001425 | m^2 | combined |  |  | 2.09 | wt% |  |  |  | 22.5 |  | 40 | Glass | time until neutralization | 60 |  | ≥ | 7.72 | LR | 0.06 | 1.96 x SE |  |  |  | 5 | No damage | 0.97 | g |  |  | 0 |  |  |  |  | glass | 0.6807 | g/cm^2 |  |  |  | 0 | 7.72
EPA 2009 Evaluation of Liquid and Foam Technologies for the Decontamition of B. anthracis and B. subtilis on Building and Outdoor Materials: Technology Evaluation Report |  | Liquid Spray | CFU | 10000000 |  |  | 14.25 | cm^2 | 0.001425 | m^2 | combined |  |  | 2.09 | wt% |  |  |  | 22.5 |  | 40 | Industrial-Grade Carpet | time until neutralization | 60 |  | ≥ | 7.42 | LR | 0.12 | 1.96 x SE |  |  |  | 5 | No damage | 1.6 | g |  |  | 0 |  |  |  |  | carpet | 1.1228 | g/cm^2 |  |  |  | 0 | 7.42
EPA 2009 Evaluation of Liquid and Foam Technologies for the Decontamition of B. anthracis and B. subtilis on Building and Outdoor Materials: Technology Evaluation Report |  | Liquid Spray | CFU | 10000000 |  |  | 14.25 | cm^2 | 0.001425 | m^2 | combined |  |  | 2.09 | wt% |  |  |  | 22.5 |  | 40 | Decorative Lamite | time until neutralization | 60 |  | ≥ | 7.66 | LR | 0.06 | 1.96 x SE |  |  |  | 5 | No damage | 0.79 | g |  |  | 0 |  |  |  |  | lamite | 0.55439 | g/cm^2 |  |  |  | 0 | 7.66
EPA 2009 Evaluation of Liquid and Foam Technologies for the Decontamition of B. anthracis and B. subtilis on Building and Outdoor Materials: Technology Evaluation Report |  | Liquid Spray | CFU | 10000000 |  |  | 14.25 | cm^2 | 0.001425 | m^2 | combined |  |  | 2.09 | wt% |  |  |  | 22.5 |  | 40 | Galvanized Metal Ductwork | time until neutralization | 60 |  | ≥ | 7.64 | LR | 0.06 | 1.96 x SE |  |  |  | 5 | No damage | 0.94 | g |  |  | 0 |  |  |  |  | steel | 0.65965 | g/cm^2 |  |  |  | 0 | 7.64
EPA 2009 Evaluation of Liquid and Foam Technologies for the Decontamition of B. anthracis and B. subtilis on Building and Outdoor Materials: Technology Evaluation Report |  | Liquid Spray | CFU | 10000000 |  |  | 14.25 | cm^2 | 0.001425 | m^2 | combined |  |  | 2.09 | wt% |  |  |  | 22.5 |  | 40 | Painted Wallboard Paper | time until neutralization | 60 |  | ≥ | 6.69 | LR | 2.4 | 1.96 x SE |  |  |  | 5 | No damage | 1.01 | g |  |  | 0 |  |  |  |  | wallboard | 0.70877 | g/cm^2 |  |  |  | 0 | 6.69
EPA 2009 Evaluation of Liquid and Foam Technologies for the Decontamition of B. anthracis and B. subtilis on Building and Outdoor Materials: Technology Evaluation Report |  | Liquid Spray | CFU | 10000000 |  |  | 14.25 | cm^2 | 0.001425 | m^2 | combined |  |  | 2.09 | wt% |  |  |  | 22.5 |  | 40 | Painted Cinder Block | time until neutralization | 60 |  | ≥ | 7.29 | LR | 0.24 | 1.96 x SE |  |  |  | 5 | No damage | 1.14 | g |  |  | 0 |  |  |  |  | painted concrete | 0.8 | g/cm^2 |  |  |  | 0 | 7.29
EPA 2009 Evaluation of Liquid and Foam Technologies for the Decontamition of B. anthracis and B. subtilis on Building and Outdoor Materials: Technology Evaluation Report |  | Liquid Spray | CFU | 10000000 |  |  | 14.25 | cm^2 | 0.001425 | m^2 | combined |  |  | 2.09 | wt% |  |  |  | 22.5 |  | 40 | Bare Pine Wood | time until neutralization | 60 |  |  | 5.15 | LR | 1.7 | 1.96 x SE |  |  |  | 5 | No damage | 1.7 | g |  |  | 0 |  |  |  |  | bare wood | 1.193 | g/cm^2
EPA 2009 Evaluation of Liquid and Foam Technologies for the Decontamition of B. anthracis and B. subtilis on Building and Outdoor Materials: Technology Evaluation Report |  | Liquid Spray | CFU | 10000000 |  |  | 14.25 | cm^2 | 0.001425 | m^2 | combined |  |  | 2.09 | wt% |  |  |  | 22.5 |  | 40 | Glass | time until neutralization | 60 |  | ≥ | 7.03 | LR | 0.13 | 1.96 x SE |  |  |  | 5 | No damage | 0.97 | g |  |  | 0 |  |  |  |  | glass | 0.6807 | g/cm^2 |  |  |  | 0 | 7.03
EPA 2009 Evaluation of Liquid and Foam Technologies for the Decontamition of B. anthracis and B. subtilis on Building and Outdoor Materials: Technology Evaluation Report |  | Liquid Spray | CFU | 10000000 |  |  | 14.25 | cm^2 | 0.001425 | m^2 | combined |  |  | 2.2 | wt% |  |  |  | 22.5 |  | 40 | Decorative Lamite | time until neutralization | 10 |  | ≥ | 7.58 | LR | 0.06 | 1.96 x SE |  |  |  | 5 | No damage | 0.21 | g |  |  | 0 |  |  |  |  | lamite | 0.14737 | g/cm^2 |  |  |  | 0 | 7.58
EPA 2009 Evaluation of Liquid and Foam Technologies for the Decontamition of B. anthracis and B. subtilis on Building and Outdoor Materials: Technology Evaluation Report |  | Liquid Spray | CFU | 10000000 |  |  | 14.25 | cm^2 | 0.001425 | m^2 | combined |  |  | 2.2 | wt% |  |  |  | 22.5 |  | 40 | Galvanized Metal Ductwork | time until neutralization | 10 |  | ≥ | 7.8 | LR | 0.03 | 1.96 x SE |  |  |  | 5 | No damage | 0.12 | g |  |  | 0 |  |  |  |  | steel | 0.084211 | g/cm^2 |  |  |  | 0 | 7.8
EPA 2009 Evaluation of Liquid and Foam Technologies for the Decontamition of B. anthracis and B. subtilis on Building and Outdoor Materials: Technology Evaluation Report |  | Liquid Spray | CFU | 10000000 |  |  | 14.25 | cm^2 | 0.001425 | m^2 | combined |  |  | 2.2 | wt% |  |  |  | 22.5 |  | 40 | Painted Wallboard Paper | time until neutralization | 10 |  | ≥ | 7.53 | LR | 7.0000000000000007E-2 | 1.96 x SE |  |  |  | 5 | No damage | 0.11 | g |  |  | 0 |  |  |  |  | wallboard | 0.077193 | g/cm^2 |  |  |  | 0 | 7.53
EPA 2009 Evaluation of Liquid and Foam Technologies for the Decontamition of B. anthracis and B. subtilis on Building and Outdoor Materials: Technology Evaluation Report |  | Liquid Spray | CFU | 10000000 |  |  | 14.25 | cm^2 | 0.001425 | m^2 | combined |  |  | 2.2 | wt% |  |  |  | 22.5 |  | 40 | Glass | time until neutralization | 10 |  | ≥ | 7.75 | LR | 0.02 | 1.96 x SE |  |  |  | 5 | No damage | 0.16 | g |  |  | 0 |  |  |  |  | glass | 0.11228 | g/cm^2 |  |  |  | 0 | 7.75
EPA 2009 Evaluation of Liquid and Foam Technologies for the Decontamition of B. anthracis and B. subtilis on Building and Outdoor Materials: Technology Evaluation Report |  | Liquid Spray | CFU | 10000000 |  |  | 14.25 | cm^2 | 0.001425 | m^2 | combined |  |  | 2.2 | wt% |  |  |  | 22.5 |  | 40 | Industrial-Grade Carpet | time until neutralization | 30 |  | ≥ | 7.82 | LR | 0.11 | 1.96 x SE |  |  |  | 5 | No damage | 0.18 | g |  |  | 0 |  |  |  |  | carpet | 0.12632 | g/cm^2 |  |  |  | 0 | 7.82
EPA 2009 Evaluation of Liquid and Foam Technologies for the Decontamition of B. anthracis and B. subtilis on Building and Outdoor Materials: Technology Evaluation Report |  | Liquid Spray | CFU | 10000000 |  |  | 14.25 | cm^2 | 0.001425 | m^2 | combined |  |  | 2.2 | wt% |  |  |  | 22.5 |  | 40 | Painted Cinder Block | time until neutralization | 30 |  | ≥ | 8.08 | LR | 0.04 | 1.96 x SE |  |  |  | 5 | No damage | 1.14 | g |  |  | 0 |  |  |  |  | painted concrete | 0.8 | g/cm^2 |  |  |  | 0 | 8.08
EPA 2009 Evaluation of Liquid and Foam Technologies for the Decontamition of B. anthracis and B. subtilis on Building and Outdoor Materials: Technology Evaluation Report |  | Liquid Spray | CFU | 10000000 |  |  | 14.25 | cm^2 | 0.001425 | m^2 | combined |  |  | 2.2 | wt% |  |  |  | 22.5 |  | 40 | Bare Pine Wood | time until neutralization | 30 |  |  | 5.4 | LR | 1.6 | 1.96 x SE |  |  |  | 5 | No damage | 0.12 | g |  |  | 0 |  |  |  |  | bare wood | 0.084211 | g/cm^2
EPA 2009 Evaluation of Liquid and Foam Technologies for the Decontamition of B. anthracis and B. subtilis on Building and Outdoor Materials: Technology Evaluation Report |  | Liquid Spray | CFU | 10000000 |  |  | 14.25 | cm^2 | 0.001425 | m^2 | combined |  |  | 2.2 | wt% |  |  |  | 22.5 |  | 40 | Decorative Lamite | time until neutralization | 10 |  | ≥ | 7.87 | LR | 0.06 | 1.96 x SE |  |  |  | 5 | No damage | 0.21 | g |  |  | 0 |  |  |  |  | lamite | 0.14737 | g/cm^2 |  |  |  | 0 | 7.87
EPA 2009 Evaluation of Liquid and Foam Technologies for the Decontamition of B. anthracis and B. subtilis on Building and Outdoor Materials: Technology Evaluation Report |  | Liquid Spray | CFU | 10000000 |  |  | 14.25 | cm^2 | 0.001425 | m^2 | combined |  |  | 2.2 | wt% |  |  |  | 22.5 |  | 40 | Galvanized Metal Ductwork | time until neutralization | 10 |  | ≥ | 7.89 | LR | 0.03 | 1.96 x SE |  |  |  | 5 | No damage | 0.12 | g |  |  | 0 |  |  |  |  | steel | 0.084211 | g/cm^2 |  |  |  | 0 | 7.89
EPA 2009 Evaluation of Liquid and Foam Technologies for the Decontamition of B. anthracis and B. subtilis on Building and Outdoor Materials: Technology Evaluation Report |  | Liquid Spray | CFU | 10000000 |  |  | 14.25 | cm^2 | 0.001425 | m^2 | combined |  |  | 2.2 | wt% |  |  |  | 22.5 |  | 40 | Painted Wallboard Paper | time until neutralization | 10 |  | ≥ | 7.46 | LR | 0.15 | 1.96 x SE |  |  |  | 5 | No damage | 0.11 | g |  |  | 0 |  |  |  |  | wallboard | 0.077193 | g/cm^2 |  |  |  | 0 | 7.46
EPA 2009 Evaluation of Liquid and Foam Technologies for the Decontamition of B. anthracis and B. subtilis on Building and Outdoor Materials: Technology Evaluation Report |  | Liquid Spray | CFU | 10000000 |  |  | 14.25 | cm^2 | 0.001425 | m^2 | combined |  |  | 2.2 | wt% |  |  |  | 22.5 |  | 40 | Glass | time until neutralization | 10 |  | ≥ | 7.95 | LR | 0.09 | 1.96 x SE |  |  |  | 5 | No damage | 0.16 | g |  |  | 0 |  |  |  |  | glass | 0.11228 | g/cm^2 |  |  |  | 0 | 7.95
EPA 2009 Evaluation of Liquid and Foam Technologies for the Decontamition of B. anthracis and B. subtilis on Building and Outdoor Materials: Technology Evaluation Report |  | Liquid Spray | CFU | 10000000 |  |  | 14.25 | cm^2 | 0.001425 | m^2 | combined |  |  | 2.2 | wt% |  |  |  | 22.5 |  | 40 | Industrial-Grade Carpet | time until neutralization | 30 |  | ≥ | 7.91 | LR | 0.05 | 1.96 x SE |  |  |  | 5 | No damage | 0.18 | g |  |  | 0 |  |  |  |  | carpet | 0.12632 | g/cm^2 |  |  |  | 0 | 7.91
EPA 2009 Evaluation of Liquid and Foam Technologies for the Decontamition of B. anthracis and B. subtilis on Building and Outdoor Materials: Technology Evaluation Report |  | Liquid Spray | CFU | 10000000 |  |  | 14.25 | cm^2 | 0.001425 | m^2 | combined |  |  | 2.2 | wt% |  |  |  | 22.5 |  | 40 | Painted Cinder Block | time until neutralization | 30 |  | ≥ | 7.93 | LR | 0.08 | 1.96 x SE |  |  |  | 5 | No damage | 1.14 | g |  |  | 0 |  |  |  |  | painted concrete | 0.8 | g/cm^2 |  |  |  | 0 | 7.93
EPA 2009 Evaluation of Liquid and Foam Technologies for the Decontamition of B. anthracis and B. subtilis on Building and Outdoor Materials: Technology Evaluation Report |  | Liquid Spray | CFU | 10000000 |  |  | 14.25 | cm^2 | 0.001425 | m^2 | combined |  |  | 2.2 | wt% |  |  |  | 22.5 |  | 40 | Bare Pine Wood | time until neutralization | 30 |  |  | 6 | LR | 1.35 | 1.96 x SE |  |  |  | 5 | No damage | 0.12 | g |  |  | 0 |  |  |  |  | bare wood | 0.084211 | g/cm^2
EPA 2009 Evaluation of Liquid and Foam Technologies for the Decontamition of B. anthracis and B. subtilis on Building and Outdoor Materials: Technology Evaluation Report |  | Liquid Spray | CFU | 10000000 |  |  | 14.25 | cm^2 | 0.001425 | m^2 | combined |  |  | 1500 | ppm |  |  |  | 22.5 |  | 40 | Industrial-Grade Carpet | time until neutralization | 70 |  |  | 0.13 | LR | 0.09 | 1.96 x SE |  |  |  | 5 | No damage | 0.04 | g |  |  | 0 |  |  |  |  | carpet | 0.02807 | g/cm^2
EPA 2009 Evaluation of Liquid and Foam Technologies for the Decontamition of B. anthracis and B. subtilis on Building and Outdoor Materials: Technology Evaluation Report |  | Liquid Spray | CFU | 10000000 |  |  | 14.25 | cm^2 | 0.001425 | m^2 | combined |  |  | 1500 | ppm |  |  |  | 22.5 |  | 40 | Decorative Lamite | time until neutralization | 70 |  |  | 0.18 | LR | 0.09 | 1.96 x SE |  |  |  | 5 | No damage | 0.02 | g |  |  | 0 |  |  |  |  | lamite | 0.014035 | g/cm^2
EPA 2009 Evaluation of Liquid and Foam Technologies for the Decontamition of B. anthracis and B. subtilis on Building and Outdoor Materials: Technology Evaluation Report |  | Liquid Spray | CFU | 10000000 |  |  | 14.25 | cm^2 | 0.001425 | m^2 | combined |  |  | 1500 | ppm |  |  |  | 22.5 |  | 40 | Galvanized Metal Ductwork | time until neutralization | 70 |  |  | 0.09 | LR | 0.14000000000000001 | 1.96 x SE |  |  |  | 5 | No damage | 0.14 | g |  |  | 0 |  |  |  |  | steel | 0.098246 | g/cm^2
EPA 2009 Evaluation of Liquid and Foam Technologies for the Decontamition of B. anthracis and B. subtilis on Building and Outdoor Materials: Technology Evaluation Report |  | Liquid Spray | CFU | 10000000 |  |  | 14.25 | cm^2 | 0.001425 | m^2 | combined |  |  | 1500 | ppm |  |  |  | 22.5 |  | 40 | Painted Wallboard Paper | time until neutralization | 70 |  |  | 0.19 | LR | 0.21 | 1.96 x SE |  |  |  | 5 | No damage | 0.13 | g |  |  | 0 |  |  |  |  | wallboard | 0.091228 | g/cm^2
EPA 2009 Evaluation of Liquid and Foam Technologies for the Decontamition of B. anthracis and B. subtilis on Building and Outdoor Materials: Technology Evaluation Report |  | Liquid Spray | CFU | 10000000 |  |  | 14.25 | cm^2 | 0.001425 | m^2 | combined |  |  | 1500 | ppm |  |  |  | 22.5 |  | 40 | Painted Cinder Block | time until neutralization | 70 |  |  | 0.33 | LR | 0.09 | 1.96 x SE |  |  |  | 5 | No damage | 0.12 | g |  |  | 0 |  |  |  |  | painted concrete | 0.084211 | g/cm^2
EPA 2009 Evaluation of Liquid and Foam Technologies for the Decontamition of B. anthracis and B. subtilis on Building and Outdoor Materials: Technology Evaluation Report |  | Liquid Spray | CFU | 10000000 |  |  | 14.25 | cm^2 | 0.001425 | m^2 | combined |  |  | 1500 | ppm |  |  |  | 22.5 |  | 40 | Bare Pine Wood | time until neutralization | 70 |  |  | 0.39 | LR | 0.27 | 1.96 x SE |  |  |  | 5 | No damage | 0.12 | g |  |  | 0 |  |  |  |  | bare wood | 0.084211 | g/cm^2
EPA 2009 Evaluation of Liquid and Foam Technologies for the Decontamition of B. anthracis and B. subtilis on Building and Outdoor Materials: Technology Evaluation Report |  | Liquid Spray | CFU | 10000000 |  |  | 14.25 | cm^2 | 0.001425 | m^2 | combined |  |  | 1500 | ppm |  |  |  | 22.5 |  | 40 | Glass | time until neutralization | 70 |  |  | 4.65 | LR | 0.25 | 1.96 x SE |  |  |  | 5 | No damage | 0.14 | g |  |  | 0 |  |  |  |  | glass | 0.098246 | g/cm^2
EPA 2009 Evaluation of Liquid and Foam Technologies for the Decontamition of B. anthracis and B. subtilis on Building and Outdoor Materials: Technology Evaluation Report |  | Liquid Spray | CFU | 10000000 |  |  | 14.25 | cm^2 | 0.001425 | m^2 | combined |  |  | 1500 | ppm |  |  |  | 22.5 |  | 40 | Industrial-Grade Carpet | time until neutralization | 70 |  |  | 0.59 | LR | 0.24 | 1.96 x SE |  |  |  | 5 | No damage | 0.04 | g |  |  | 0 |  |  |  |  | carpet | 0.02807 | g/cm^2
EPA 2009 Evaluation of Liquid and Foam Technologies for the Decontamition of B. anthracis and B. subtilis on Building and Outdoor Materials: Technology Evaluation Report |  | Liquid Spray | CFU | 10000000 |  |  | 14.25 | cm^2 | 0.001425 | m^2 | combined |  |  | 1500 | ppm |  |  |  | 22.5 |  | 40 | Decorative Lamite | time until neutralization | 70 |  |  | 1.37 | LR | 0.17 | 1.96 x SE |  |  |  | 5 | No damage | 0.02 | g |  |  | 0 |  |  |  |  | lamite | 0.014035 | g/cm^2
EPA 2009 Evaluation of Liquid and Foam Technologies for the Decontamition of B. anthracis and B. subtilis on Building and Outdoor Materials: Technology Evaluation Report |  | Liquid Spray | CFU | 10000000 |  |  | 14.25 | cm^2 | 0.001425 | m^2 | combined |  |  | 1500 | ppm |  |  |  | 22.5 |  | 40 | Galvanized Metal Ductwork | time until neutralization | 70 |  |  | 0.76 | LR | 0.28000000000000003 | 1.96 x SE |  |  |  | 5 | No damage | 0.14 | g |  |  | 0 |  |  |  |  | steel | 0.098246 | g/cm^2
EPA 2009 Evaluation of Liquid and Foam Technologies for the Decontamition of B. anthracis and B. subtilis on Building and Outdoor Materials: Technology Evaluation Report |  | Liquid Spray | CFU | 10000000 |  |  | 14.25 | cm^2 | 0.001425 | m^2 | combined |  |  | 1500 | ppm |  |  |  | 22.5 |  | 40 | Painted Wallboard Paper | time until neutralization | 70 |  |  | 0.6 | LR | 0.25 | 1.96 x SE |  |  |  | 5 | No damage | 0.13 | g |  |  | 0 |  |  |  |  | wallboard | 0.091228 | g/cm^2
EPA 2009 Evaluation of Liquid and Foam Technologies for the Decontamition of B. anthracis and B. subtilis on Building and Outdoor Materials: Technology Evaluation Report |  | Liquid Spray | CFU | 10000000 |  |  | 14.25 | cm^2 | 0.001425 | m^2 | combined |  |  | 1500 | ppm |  |  |  | 22.5 |  | 40 | Painted Cinder Block | time until neutralization | 70 |  |  | 0.51 | LR | 0.12 | 1.96 x SE |  |  |  | 5 | No damage | 0.12 | g |  |  | 0 |  |  |  |  | painted concrete | 0.084211 | g/cm^2
EPA 2009 Evaluation of Liquid and Foam Technologies for the Decontamition of B. anthracis and B. subtilis on Building and Outdoor Materials: Technology Evaluation Report |  | Liquid Spray | CFU | 10000000 |  |  | 14.25 | cm^2 | 0.001425 | m^2 | combined |  |  | 1500 | ppm |  |  |  | 22.5 |  | 40 | Bare Pine Wood | time until neutralization | 70 |  |  | 0.65 | LR | 0.1 | 1.96 x SE |  |  |  | 5 | No damage | 0.12 | g |  |  | 0 |  |  |  |  | bare wood | 0.084211 | g/cm^2
EPA 2009 Evaluation of Liquid and Foam Technologies for the Decontamition of B. anthracis and B. subtilis on Building and Outdoor Materials: Technology Evaluation Report |  | Liquid Spray | CFU | 10000000 |  |  | 14.25 | cm^2 | 0.001425 | m^2 | combined |  |  | 1500 | ppm |  |  |  | 22.5 |  | 40 | Glass | time until neutralization | 70 |  |  | 0.22 | LR | 0.16 | 1.96 x SE |  |  |  | 5 | No damage | 0.14 | g |  |  | 0 |  |  |  |  | glass | 0.098246 | g/cm^2
EPA 2010 Biological Agent Decontamition Technology Testing |  | Liquid Spray | CFU | 10000000 |  |  | 14.25 | cm^2 | 0.001425 | m^2 | combined |  |  | 6200 | FAC ppm (FAC mg/L) |  |  | 1 | 22 |  | 50 | Stainless Steel | time until neutralization | 60 |  | ≥ | 7.73 | LR | 0.03 | 1.96 x SE |  |  |  | 5 | No damage | 0.63 | g |  |  | 0 |  |  |  |  | steel | 0.44211 | g/cm^2 |  |  |  | 0 | 7.73
EPA 2010 Biological Agent Decontamition Technology Testing |  | Liquid Spray | CFU | 10000000 |  |  | 14.25 | cm^2 | 0.001425 | m^2 | combined |  |  | 6200 | FAC ppm (FAC mg/L) |  |  | 1 | 22 |  | 50 | Glass | time until neutralization | 60 |  | ≥ | 7.81 | LR | 0.05 | 1.96 x SE |  |  |  | 5 | No damage | 0.64 | g |  |  | 0 |  |  |  |  | glass | 0.44912 | g/cm^2 |  |  |  | 0 | 7.81
EPA 2010 Biological Agent Decontamition Technology Testing |  | Liquid Spray | CFU | 10000000 |  |  | 14.25 | cm^2 | 0.001425 | m^2 | combined |  |  | 6200 | FAC ppm (FAC mg/L) |  |  | 1 | 22 |  | 50 | Aluminum | time until neutralization | 60 |  | ≥ | 7.91 | LR | 0.04 | 1.96 x SE |  |  |  | 5 | No damage | 0.42 | g |  |  | 0 | [5 empty] | 0.29474 | g/cm^2 |  |  |  | 0 | 7.91
EPA 2010 Biological Agent Decontamition Technology Testing |  | Liquid Spray | CFU | 10000000 |  |  | 14.25 | cm^2 | 0.001425 | m^2 | combined |  |  | 6200 | FAC ppm (FAC mg/L) |  |  | 1 | 22 |  | 50 | Porcelain | time until neutralization | 60 |  | ≥ | 7.8 | LR | 0.05 | 1.96 x SE |  |  |  | 5 | No damage | 0.51 | g |  |  | 0 |  |  |  |  | smooth tile | 0.35789 | g/cm^2 |  |  |  | 0 | 7.8
EPA 2010 Biological Agent Decontamition Technology Testing |  | Liquid Spray | CFU | 10000000 |  |  | 14.25 | cm^2 | 0.001425 | m^2 | combined |  |  | 6200 | FAC ppm (FAC mg/L) |  |  | 1 | 22 |  | 50 | Granite | time until neutralization | 60 |  | ≥ | 7.62 | LR | 0.03 | 1.96 x SE |  |  |  | 5 | No damage | 0.33 | g |  |  | 0 |  |  |  |  | smooth tile | 0.23158 | g/cm^2 |  |  |  | 0 | 7.62
EPA 2010 Biological Agent Decontamition Technology Testing |  | Liquid Spray | CFU | 10000000 |  |  | 14.25 | cm^2 | 0.001425 | m^2 | combined |  |  | 6200 | FAC ppm (FAC mg/L) |  |  | 1 | 22 |  | 50 | Concrete | time until neutralization | 60 |  |  | 6.27 | LR | 1.49 | 1.96 x SE |  |  |  | 5 | No damage | 0.82 | g |  |  | 0 |  |  |  |  | concrete | 0.57544 | g/cm^2
EPA 2010 Biological Agent Decontamition Technology Testing |  | Liquid Spray | CFU | 10000000 |  |  | 14.25 | cm^2 | 0.001425 | m^2 | combined |  |  | 6200 | FAC ppm (FAC mg/L) |  |  | 1 | 22 |  | 50 | Brick | time until neutralization | 60 |  | ≥ | 6.91 | LR | 7.0000000000000007E-2 | 1.96 x SE |  |  |  | 5 | No damage | 1.14 | g |  |  | 0 |  |  |  |  | brick | 0.8 | g/cm^2 |  |  |  | 0 | 6.91
EPA 2010 Biological Agent Decontamition Technology Testing |  | Liquid Spray | CFU | 10000000 |  |  | 14.25 | cm^2 | 0.001425 | m^2 | combined |  |  | 6200 | FAC ppm (FAC mg/L) |  |  | 1 | 22 |  | 50 | Asphalt Paving | time until neutralization | 60 |  |  | 3.6 | LR | 0.47 | 1.96 x SE |  |  |  | 5 | No damage | 0.62 | g |  |  | 0 |  |  |  |  | asphalt | 0.43509 | g/cm^2
EPA 2010 Biological Agent Decontamition Technology Testing |  | Liquid Spray | CFU | 10000000 |  |  | 14.25 | cm^2 | 0.001425 | m^2 | combined |  |  | 6200 | FAC ppm (FAC mg/L) |  |  | 1 | 22 |  | 50 | Treated Wood | time until neutralization | 60 |  |  | 1.9 | LR | 0.79 | 1.96 x SE |  |  |  | 5 | No damage | 1.82 | g |  |  | 0 |  |  |  |  | wood | 1.2772 | g/cm^2
EPA 2010 Biological Agent Decontamition Technology Testing |  | Liquid Spray | CFU | 10000000 |  |  | 14.25 | cm^2 | 0.001425 | m^2 | combined |  |  | 6200 | FAC ppm (FAC mg/L) |  |  | 1 | 22 |  | 50 | Butyl Rubber | time until neutralization | 60 |  | ≥ | 7 | LR | 0.03 | 1.96 x SE |  |  |  | 5 | No damage | 0.6 | g |  |  | 0 | [5 empty] | 0.42105 | g/cm^2 |  |  |  | 0 | 7
EPA 2010 Biological Agent Decontamition Technology Testing |  | Liquid Spray | CFU | 10000000 |  |  | 14.25 | cm^2 | 0.001425 | m^2 | combined |  |  | 1 | wt% |  |  | 1 | 22 |  | 50 | Stainless Steel | time until neutralization | 30 |  | ≥ | 7.28 | LR | 0.91 | 1.96 x SE |  |  |  | 5 | No damage | 0.14 | g |  |  | 0 |  |  |  |  | steel | 0.098246 | g/cm^2 |  |  |  | 0 | 7.28
EPA 2010 Biological Agent Decontamition Technology Testing |  | Liquid Spray | CFU | 10000000 |  |  | 14.25 | cm^2 | 0.001425 | m^2 | combined |  |  | 1 | wt% |  |  | 1 | 22 |  | 50 | Glass | time until neutralization | 30 |  |  | 7.36 | LR | 0.79 | 1.96 x SE |  |  |  | 5 | No damage | 0.12 | g |  |  | 0 |  |  |  |  | glass | 0.084211 | g/cm^2
EPA 2010 Biological Agent Decontamition Technology Testing |  | Liquid Spray | CFU | 10000000 |  |  | 14.25 | cm^2 | 0.001425 | m^2 | combined |  |  | 1 | wt% |  |  | 1 | 22 |  | 50 | Aluminum | time until neutralization | 30 |  |  | 7.17 | LR | 1.32 | 1.96 x SE |  |  |  | 5 | No damage | 0.21 | g |  |  | 0 | [5 empty] | 0.14737 | g/cm^2
EPA 2010 Biological Agent Decontamition Technology Testing |  | Liquid Spray | CFU | 10000000 |  |  | 14.25 | cm^2 | 0.001425 | m^2 | combined |  |  | 1 | wt% |  |  | 1 | 22 |  | 50 | Porcelain | time until neutralization | 30 |  | ≥ | 7.72 | LR | 0.05 | 1.96 x SE |  |  |  | 5 | No damage | 0.21 | g |  |  | 0 |  |  |  |  | smooth tile | 0.14737 | g/cm^2 |  |  |  | 0 | 7.72
EPA 2010 Biological Agent Decontamition Technology Testing |  | Liquid Spray | CFU | 10000000 |  |  | 14.25 | cm^2 | 0.001425 | m^2 | combined |  |  | 1 | wt% |  |  | 1 | 22 |  | 50 | Granite | time until neutralization | 30 |  | ≥ | 7.57 | LR | 0.06 | 1.96 x SE |  |  |  | 5 | No damage | 0.12 | g |  |  | 0 |  |  |  |  | smooth tile | 0.084211 | g/cm^2 |  |  |  | 0 | 7.57
EPA 2010 Biological Agent Decontamition Technology Testing |  | Liquid Spray | CFU | 10000000 |  |  | 14.25 | cm^2 | 0.001425 | m^2 | combined |  |  | 1 | wt% |  |  | 1 | 22 |  | 50 | Concrete | time until neutralization | 60 |  |  | 1.02 | LR | 0.36 | 1.96 x SE |  |  |  | 5 | No damage | 0.22 | g |  |  | 0 |  |  |  |  | concrete | 0.15439 | g/cm^2
EPA 2010 Biological Agent Decontamition Technology Testing |  | Liquid Spray | CFU | 10000000 |  |  | 14.25 | cm^2 | 0.001425 | m^2 | combined |  |  | 1 | wt% |  |  | 1 | 22 |  | 50 | Brick | time until neutralization | 60 |  | ≥ | 7.27 | LR | 0.22 | 1.96 x SE |  |  |  | 5 | No damage | 0.78 | g |  |  | 0 |  |  |  |  | brick | 0.54737 | g/cm^2 |  |  |  | 0 | 7.27
EPA 2010 Biological Agent Decontamition Technology Testing |  | Liquid Spray | CFU | 10000000 |  |  | 14.25 | cm^2 | 0.001425 | m^2 | combined |  |  | 1 | wt% |  |  | 1 | 22 |  | 50 | Asphalt Paving | time until neutralization | 60 |  |  | 2.56 | LR | 0.81 | 1.96 x SE |  |  |  | 5 | No damage | 0.2 | g |  |  | 0 |  |  |  |  | asphalt | 0.14035 | g/cm^2
EPA 2010 Biological Agent Decontamition Technology Testing |  | Liquid Spray | CFU | 10000000 |  |  | 14.25 | cm^2 | 0.001425 | m^2 | combined |  |  | 1 | wt% |  |  | 1 | 22 |  | 50 | Treated Wood | time until neutralization | 60 |  |  | 6.16 | LR | 1.1200000000000001 | 1.96 x SE |  |  |  | 5 | No damage | 0.81 | g |  |  | 0 |  |  |  |  | wood | 0.56842 | g/cm^2
EPA 2010 Biological Agent Decontamition Technology Testing |  | Liquid Spray | CFU | 10000000 |  |  | 14.25 | cm^2 | 0.001425 | m^2 | combined |  |  | 1 | wt% |  |  | 1 | 22 |  | 50 | Butyl Rubber | time until neutralization | 60 |  | ≥ | 7.39 | LR | 0.09 | 1.96 x SE |  |  |  | 5 | No damage | 0.37 | g |  |  | 0 | [5 empty] | 0.25965 | g/cm^2 |  |  |  | 0 | 7.39
EPA 2010 Biological Agent Decontamition Technology Testing |  | Liquid Spray | CFU | 10000000 |  |  | 14.25 | cm^2 | 0.001425 | m^2 | combined |  |  | 4.4 | wt% |  |  | 1 | 22 |  | 50 | Stainless Steel | time until neutralization | 30 |  | ≥ | 6.69 | LR | 0.15 | 1.96 x SE |  |  |  | 5 | No damage | 0.36 | g |  |  | 0 |  |  |  |  | steel | 0.25263 | g/cm^2 |  |  |  | 0 | 6.69
EPA 2010 Biological Agent Decontamition Technology Testing |  | Liquid Spray | CFU | 10000000 |  |  | 14.25 | cm^2 | 0.001425 | m^2 | combined |  |  | 4.4 | wt% |  |  | 1 | 22 |  | 50 | Glass | time until neutralization | 30 |  |  | 7.76 | LR | 0.03 | 1.96 x SE |  |  |  | 5 | No damage | 0.25 | g |  |  | 0 |  |  |  |  | glass | 0.17544 | g/cm^2
EPA 2010 Biological Agent Decontamition Technology Testing |  | Liquid Spray | CFU | 10000000 |  |  | 14.25 | cm^2 | 0.001425 | m^2 | combined |  |  | 4.4 | wt% |  |  | 1 | 22 |  | 50 | Aluminum | time until neutralization | 30 |  | ≥ | 7.82 | LR | 0.05 | 1.96 x SE |  |  |  | 5 | No damage | 0.34 | g |  |  | 0 | [5 empty] | 0.2386 | g/cm^2 |  |  |  | 0 | 7.82
EPA 2010 Biological Agent Decontamition Technology Testing |  | Liquid Spray | CFU | 10000000 |  |  | 14.25 | cm^2 | 0.001425 | m^2 | combined |  |  | 4.4 | wt% |  |  | 1 | 22 |  | 50 | Porcelain | time until neutralization | 30 |  | ≥ | 7.71 | LR | 0.05 | 1.96 x SE |  |  |  | 5 | No damage | 0.27 | g |  |  | 0 |  |  |  |  | smooth tile | 0.18947 | g/cm^2 |  |  |  | 0 | 7.71
EPA 2010 Biological Agent Decontamition Technology Testing |  | Liquid Spray | CFU | 10000000 |  |  | 14.25 | cm^2 | 0.001425 | m^2 | combined |  |  | 4.4 | wt% |  |  | 1 | 22 |  | 50 | Granite | time until neutralization | 30 |  | ≥ | 7.42 | LR | 0.11 | 1.96 x SE |  |  |  | 5 | No damage | 0.26 | g |  |  | 0 |  |  |  |  | smooth tile | 0.18246 | g/cm^2 |  |  |  | 0 | 7.42
EPA 2010 Biological Agent Decontamition Technology Testing |  | Liquid Spray | CFU | 10000000 |  |  | 14.25 | cm^2 | 0.001425 | m^2 | combined |  |  | 4.4 | wt% |  |  | 1 | 22 |  | 50 | Concrete | time until neutralization | 60 |  |  | 1.39 | LR | 0.15 | 1.96 x SE |  |  |  | 5 | No damage | 0.33 | g |  |  | 0 |  |  |  |  | concrete | 0.23158 | g/cm^2
EPA 2010 Biological Agent Decontamition Technology Testing |  | Liquid Spray | CFU | 10000000 |  |  | 14.25 | cm^2 | 0.001425 | m^2 | combined |  |  | 4.4 | wt% |  |  | 1 | 22 |  | 50 | Brick | time until neutralization | 60 |  |  | 3.81 | LR | 0.99 | 1.96 x SE |  |  |  | 5 | No damage | 0.96 | g |  |  | 0 |  |  |  |  | brick | 0.67368 | g/cm^2
EPA 2010 Biological Agent Decontamition Technology Testing |  | Liquid Spray | CFU | 10000000 |  |  | 14.25 | cm^2 | 0.001425 | m^2 | combined |  |  | 4.4 | wt% |  |  | 1 | 22 |  | 50 | Asphalt Paving | time until neutralization | 60 |  |  | 7.22 | LR | 0.73 | 1.96 x SE |  |  |  | 5 | No damage | 0.39 | g |  |  | 0 |  |  |  |  | asphalt | 0.27368 | g/cm^2
EPA 2010 Biological Agent Decontamition Technology Testing |  | Liquid Spray | CFU | 10000000 |  |  | 14.25 | cm^2 | 0.001425 | m^2 | combined |  |  | 4.4 | wt% |  |  | 1 | 22 |  | 50 | Treated Wood | time until neutralization | 60 |  | ≥ | 6.99 | LR | 0.03 | 1.96 x SE |  |  |  | 5 | No damage | 1.08 | g |  |  | 0 |  |  |  |  | wood | 0.75789 | g/cm^2 |  |  |  | 0 | 6.99
EPA 2010 Biological Agent Decontamition Technology Testing |  | Liquid Spray | CFU | 10000000 |  |  | 14.25 | cm^2 | 0.001425 | m^2 | combined |  |  | 4.4 | wt% |  |  | 1 | 22 |  | 50 | Butyl Rubber | time until neutralization | 60 |  | ≥ | 6.65 | LR | 0.25 | 1.96 x SE |  |  |  | 5 | No damage | 0.46 | g |  |  | 0 | [5 empty] | 0.32281 | g/cm^2 |  |  |  | 0 | 6.65
Rogers 2006 Technology Evaluation Report: Evaluation of Spray-Applied Sporicidal Decontamition Technologies |  | Liquid Spray | CFU | 10000000 |  |  | 14.25 | cm^2 | 0.001425 | m^2 | combined |  | 212 | 6215 | FAC ppm (FAC mg/L) |  |  |  | 28.5 |  | 50 | Industrial-Grade Carpet | time until neutralization | 10 |  |  | 0.28 | LR | 0.02 | SD |  |  |  | 6 | No damage | 0.32 | g | [7 empty] | carpet | 0.22456 | g/cm^2
Rogers 2006 Technology Evaluation Report: Evaluation of Spray-Applied Sporicidal Decontamition Technologies |  | Liquid Spray | CFU | 10000000 |  |  | 14.25 | cm^2 | 0.001425 | m^2 | combined |  | 212 | 6215 | FAC ppm (FAC mg/L) |  |  |  | 28.5 |  | 50 | Bare Wood | time until neutralization | 10 |  |  | 0.59 | LR | 0.15 | SD |  |  |  | 6 | No damage | 0.32 | g | [7 empty] | bare wood | 0.22456 | g/cm^2
Rogers 2006 Technology Evaluation Report: Evaluation of Spray-Applied Sporicidal Decontamition Technologies |  | Liquid Spray | CFU | 10000000 |  |  | 14.25 | cm^2 | 0.001425 | m^2 | combined |  | 212 | 6215 | FAC ppm (FAC mg/L) |  |  |  | 28.5 |  | 50 | Glass | time until neutralization | 10 |  | ≥ | 7.9 | LR | [5 empty] | 6 | No damage | 0.32 | g | [7 empty] | glass | 0.22456 | g/cm^2 |  |  |  | 0 | 7.9
Rogers 2006 Technology Evaluation Report: Evaluation of Spray-Applied Sporicidal Decontamition Technologies |  | Liquid Spray | CFU | 10000000 |  |  | 14.25 | cm^2 | 0.001425 | m^2 | combined |  | 212 | 6215 | FAC ppm (FAC mg/L) |  |  |  | 28.5 |  | 50 | Decorative Lamite | time until neutralization | 10 |  | ≥ | 7.2 | LR | [5 empty] | 6 | No damage | 0.32 | g | [7 empty] | lamite | 0.22456 | g/cm^2 |  |  |  | 0 | 7.2
Rogers 2006 Technology Evaluation Report: Evaluation of Spray-Applied Sporicidal Decontamition Technologies |  | Liquid Spray | CFU | 10000000 |  |  | 14.25 | cm^2 | 0.001425 | m^2 | combined |  | 212 | 6215 | FAC ppm (FAC mg/L) |  |  |  | 28.5 |  | 50 | Galvanized Metal Ductwork | time until neutralization | 10 |  | ≥ | 7.7 | LR | [5 empty] | 6 | No damage | 0.32 | g | [7 empty] | steel | 0.22456 | g/cm^2 |  |  |  | 0 | 7.7
Rogers 2006 Technology Evaluation Report: Evaluation of Spray-Applied Sporicidal Decontamition Technologies |  | Liquid Spray | CFU | 10000000 |  |  | 14.25 | cm^2 | 0.001425 | m^2 | combined |  | 212 | 6215 | FAC ppm (FAC mg/L) |  |  |  | 28.5 |  | 50 | Painted Wallboard Paper | time until neutralization | 10 |  |  | 2 | LR | 0.11 | SD |  |  |  | 6 | No damage | 0.32 | g | [7 empty] | wallboard | 0.22456 | g/cm^2
Rogers 2006 Technology Evaluation Report: Evaluation of Spray-Applied Sporicidal Decontamition Technologies |  | Liquid Spray | CFU | 10000000 |  |  | 14.25 | cm^2 | 0.001425 | m^2 | combined |  | 212 | 6215 | FAC ppm (FAC mg/L) |  |  |  | 28.5 |  | 50 | Painted Concrete | time until neutralization | 10 |  |  | 1 | LR | 0.12 | SD |  |  |  | 6 | No damage | 0.32 | g | [7 empty] | painted concrete | 0.22456 | g/cm^2
Rogers 2006 Technology Evaluation Report: Evaluation of Spray-Applied Sporicidal Decontamition Technologies |  | Liquid Spray | CFU | 10000000 |  |  | 14.25 | cm^2 | 0.001425 | m^2 | combined |  | 212 | 6215 | FAC ppm (FAC mg/L) |  |  |  | 28.5 |  | 50 | Industrial-Grade Carpet | time until neutralization | 10 |  |  | 0.88 | LR | 0.3 | SD |  |  |  | 6 | No damage | 0.32 | g | [7 empty] | carpet | 0.22456 | g/cm^2
Rogers 2006 Technology Evaluation Report: Evaluation of Spray-Applied Sporicidal Decontamition Technologies |  | Liquid Spray | CFU | 10000000 |  |  | 14.25 | cm^2 | 0.001425 | m^2 | combined |  | 212 | 6215 | FAC ppm (FAC mg/L) |  |  |  | 28.5 |  | 50 | Bare Wood | time until neutralization | 10 |  |  | 1.9 | LR | 0.31 | SD |  |  |  | 6 | No damage | 0.32 | g | [7 empty] | bare wood | 0.22456 | g/cm^2
Rogers 2006 Technology Evaluation Report: Evaluation of Spray-Applied Sporicidal Decontamition Technologies |  | Liquid Spray | CFU | 10000000 |  |  | 14.25 | cm^2 | 0.001425 | m^2 | combined |  | 212 | 6215 | FAC ppm (FAC mg/L) |  |  |  | 28.5 |  | 50 | Glass | time until neutralization | 10 |  | ≥ | 6.8 | LR | [5 empty] | 6 | No damage | 0.32 | g | [7 empty] | glass | 0.22456 | g/cm^2 |  |  |  | 0 | 6.8
Rogers 2006 Technology Evaluation Report: Evaluation of Spray-Applied Sporicidal Decontamition Technologies |  | Liquid Spray | CFU | 10000000 |  |  | 14.25 | cm^2 | 0.001425 | m^2 | combined |  | 212 | 6215 | FAC ppm (FAC mg/L) |  |  |  | 28.5 |  | 50 | Decorative Lamite | time until neutralization | 10 |  | ≥ | 6.6 | LR | [5 empty] | 6 | No damage | 0.32 | g | [7 empty] | lamite | 0.22456 | g/cm^2 |  |  |  | 0 | 6.6
Rogers 2006 Technology Evaluation Report: Evaluation of Spray-Applied Sporicidal Decontamition Technologies |  | Liquid Spray | CFU | 10000000 |  |  | 14.25 | cm^2 | 0.001425 | m^2 | combined |  | 212 | 6215 | FAC ppm (FAC mg/L) |  |  |  | 28.5 |  | 50 | Galvanized Metal Ductwork | time until neutralization | 10 |  | ≥ | 7.4 | LR | [5 empty] | 6 | No damage | 0.32 | g | [7 empty] | steel | 0.22456 | g/cm^2 |  |  |  | 0 | 7.4
Rogers 2006 Technology Evaluation Report: Evaluation of Spray-Applied Sporicidal Decontamition Technologies |  | Liquid Spray | CFU | 10000000 |  |  | 14.25 | cm^2 | 0.001425 | m^2 | combined |  | 212 | 6215 | FAC ppm (FAC mg/L) |  |  |  | 28.5 |  | 50 | Painted Wallboard Paper | time until neutralization | 10 |  |  | 3 | LR | 0.12 | SD |  |  |  | 6 | No damage | 0.32 | g | [7 empty] | wallboard | 0.22456 | g/cm^2
Rogers 2006 Technology Evaluation Report: Evaluation of Spray-Applied Sporicidal Decontamition Technologies |  | Liquid Spray | CFU | 10000000 |  |  | 14.25 | cm^2 | 0.001425 | m^2 | combined |  | 212 | 6215 | FAC ppm (FAC mg/L) |  |  |  | 28.5 |  | 50 | Painted Concrete | time until neutralization | 10 |  |  | 2.3 | LR | 0.35 | SD |  |  |  | 6 | No damage | 0.32 | g | [7 empty] | painted concrete | 0.22456 | g/cm^2
Rogers 2006 Technology Evaluation Report: Evaluation of Spray-Applied Sporicidal Decontamition Technologies |  | Liquid Spray | CFU | 10000000 |  |  | 14.25 | cm^2 | 0.001425 | m^2 | combined |  | 212 | 6215 | FAC ppm (FAC mg/L) |  |  |  | 28.5 |  | 50 | Industrial-Grade Carpet | time until neutralization | 10 |  |  | 0.19 | LR | 0.11 | SD |  |  |  | 6 | No damage | 0.32 | g | [7 empty] | carpet | 0.22456 | g/cm^2
Rogers 2006 Technology Evaluation Report: Evaluation of Spray-Applied Sporicidal Decontamition Technologies |  | Liquid Spray | CFU | 10000000 |  |  | 14.25 | cm^2 | 0.001425 | m^2 | combined |  | 212 | 6215 | FAC ppm (FAC mg/L) |  |  |  | 28.5 |  | 50 | Bare Wood | time until neutralization | 10 |  |  | 0.49 | LR | 0.27 | SD |  |  |  | 6 | No damage | 0.32 | g | [7 empty] | bare wood | 0.22456 | g/cm^2
Rogers 2006 Technology Evaluation Report: Evaluation of Spray-Applied Sporicidal Decontamition Technologies |  | Liquid Spray | CFU | 10000000 |  |  | 14.25 | cm^2 | 0.001425 | m^2 | combined |  | 212 | 6215 | FAC ppm (FAC mg/L) |  |  |  | 28.5 |  | 50 | Glass | time until neutralization | 10 |  | ≥ | 7.7 | LR | [5 empty] | 6 | No damage | 0.32 | g | [7 empty] | glass | 0.22456 | g/cm^2 |  |  |  | 0 | 7.7
Rogers 2006 Technology Evaluation Report: Evaluation of Spray-Applied Sporicidal Decontamition Technologies |  | Liquid Spray | CFU | 10000000 |  |  | 14.25 | cm^2 | 0.001425 | m^2 | combined |  | 212 | 6215 | FAC ppm (FAC mg/L) |  |  |  | 28.5 |  | 50 | Decorative Lamite | time until neutralization | 10 |  |  | 6.9 | LR | 0.94 | SD |  |  |  | 6 | No damage | 0.32 | g | [7 empty] | lamite | 0.22456 | g/cm^2
Rogers 2006 Technology Evaluation Report: Evaluation of Spray-Applied Sporicidal Decontamition Technologies |  | Liquid Spray | CFU | 10000000 |  |  | 14.25 | cm^2 | 0.001425 | m^2 | combined |  | 212 | 6215 | FAC ppm (FAC mg/L) |  |  |  | 28.5 |  | 50 | Galvanized Metal Ductwork | time until neutralization | 10 |  | ≥ | 7.8 | LR | [5 empty] | 6 | No damage | 0.32 | g | [7 empty] | steel | 0.22456 | g/cm^2 |  |  |  | 0 | 7.8
Rogers 2006 Technology Evaluation Report: Evaluation of Spray-Applied Sporicidal Decontamition Technologies |  | Liquid Spray | CFU | 10000000 |  |  | 14.25 | cm^2 | 0.001425 | m^2 | combined |  | 212 | 6215 | FAC ppm (FAC mg/L) |  |  |  | 28.5 |  | 50 | Painted Wallboard Paper | time until neutralization | 10 |  |  | 0.33 | LR | 0.22 | SD |  |  |  | 6 | No damage | 0.32 | g | [7 empty] | wallboard | 0.22456 | g/cm^2
Rogers 2006 Technology Evaluation Report: Evaluation of Spray-Applied Sporicidal Decontamition Technologies |  | Liquid Spray | CFU | 10000000 |  |  | 14.25 | cm^2 | 0.001425 | m^2 | combined |  | 212 | 6215 | FAC ppm (FAC mg/L) |  |  |  | 28.5 |  | 50 | Painted Concrete | time until neutralization | 10 |  |  | 2.4 | LR | 0.5 | SD |  |  |  | 6 | No damage | 0.32 | g | [7 empty] | painted concrete | 0.22456 | g/cm^2
Rogers 2006 Technology Evaluation Report: Evaluation of Spray-Applied Sporicidal Decontamition Technologies |  | Liquid Spray | CFU | 10000000 |  |  | 14.25 | cm^2 | 0.001425 | m^2 | combined |  | 212 | 6215 | FAC ppm (FAC mg/L) |  |  |  | 28.5 |  | 50 | Industrial-Grade Carpet | time until neutralization | 10 |  |  | 0.02 | LR | 0.08 | SD |  |  |  | 6 | No damage | 0.32 | g | [7 empty] | carpet | 0.22456 | g/cm^2
Rogers 2006 Technology Evaluation Report: Evaluation of Spray-Applied Sporicidal Decontamition Technologies |  | Liquid Spray | CFU | 10000000 |  |  | 14.25 | cm^2 | 0.001425 | m^2 | combined |  | 212 | 6215 | FAC ppm (FAC mg/L) |  |  |  | 28.5 |  | 50 | Bare Wood | time until neutralization | 10 |  |  | 1.4 | LR | 0.39 | SD |  |  |  | 6 | No damage | 0.32 | g | [7 empty] | bare wood | 0.22456 | g/cm^2
Rogers 2006 Technology Evaluation Report: Evaluation of Spray-Applied Sporicidal Decontamition Technologies |  | Liquid Spray | CFU | 10000000 |  |  | 14.25 | cm^2 | 0.001425 | m^2 | combined |  | 212 | 6215 | FAC ppm (FAC mg/L) |  |  |  | 28.5 |  | 50 | Glass | time until neutralization | 10 |  |  | 5.9 | LR | 3 | SD |  |  |  | 6 | No damage | 0.32 | g | [7 empty] | glass | 0.22456 | g/cm^2
Rogers 2006 Technology Evaluation Report: Evaluation of Spray-Applied Sporicidal Decontamition Technologies |  | Liquid Spray | CFU | 10000000 |  |  | 14.25 | cm^2 | 0.001425 | m^2 | combined |  | 212 | 6215 | FAC ppm (FAC mg/L) |  |  |  | 28.5 |  | 50 | Decorative Lamite | time until neutralization | 10 |  |  | 0.75 | LR | 0.22 | SD |  |  |  | 6 | No damage | 0.32 | g | [7 empty] | lamite | 0.22456 | g/cm^2
Rogers 2006 Technology Evaluation Report: Evaluation of Spray-Applied Sporicidal Decontamition Technologies |  | Liquid Spray | CFU | 10000000 |  |  | 14.25 | cm^2 | 0.001425 | m^2 | combined |  | 212 | 6215 | FAC ppm (FAC mg/L) |  |  |  | 28.5 |  | 50 | Galvanized Metal Ductwork | time until neutralization | 10 |  |  | 2.6 | LR | 2.8 | SD |  |  |  | 6 | No damage | 0.32 | g | [7 empty] | steel | 0.22456 | g/cm^2
Rogers 2006 Technology Evaluation Report: Evaluation of Spray-Applied Sporicidal Decontamition Technologies |  | Liquid Spray | CFU | 10000000 |  |  | 14.25 | cm^2 | 0.001425 | m^2 | combined |  | 212 | 6215 | FAC ppm (FAC mg/L) |  |  |  | 28.5 |  | 50 | Painted Wallboard Paper | time until neutralization | 10 |  |  | 0.74 | LR | 0.37 | SD |  |  |  | 6 | No damage | 0.32 | g | [7 empty] | wallboard | 0.22456 | g/cm^2
Rogers 2006 Technology Evaluation Report: Evaluation of Spray-Applied Sporicidal Decontamition Technologies |  | Liquid Spray | CFU | 10000000 |  |  | 14.25 | cm^2 | 0.001425 | m^2 | combined |  | 212 | 6215 | FAC ppm (FAC mg/L) |  |  |  | 28.5 |  | 50 | Painted Concrete | time until neutralization | 10 |  |  | 0.54 | LR | 0.27 | SD |  |  |  | 6 | No damage | 0.32 | g | [7 empty] | painted concrete | 0.22456 | g/cm^2
Rogers 2006 Technology Evaluation Report: Evaluation of Spray-Applied Sporicidal Decontamition Technologies |  | Liquid Spray | CFU | 10000000 |  |  | 14.25 | cm^2 | 0.001425 | m^2 | combined |  |  | 66.5 | wt% |  |  |  | 28.5 |  | 50 | glass | time until neutralization | 30 |  |  | 6.4 | LR | 1.6 | SD |  |  |  | 6 | No damage | 0.44 | g | [7 empty] | glass | 0.30877 | g/cm^2
Rogers 2006 Technology Evaluation Report: Evaluation of Spray-Applied Sporicidal Decontamition Technologies |  | Liquid Spray | CFU | 10000000 |  |  | 14.25 | cm^2 | 0.001425 | m^2 | combined |  |  | 35 | wt% |  |  |  | 28.5 |  | 50 | glass | time until neutralization | 30 |  |  | 3.4 | LR | 0.28999999999999998 | SD |  |  |  | 6 | No damage | 0.25 | g | [7 empty] | glass | 0.17544 | g/cm^2
Rogers 2006 Technology Evaluation Report: Evaluation of Spray-Applied Sporicidal Decontamition Technologies |  | Liquid Spray | CFU | 10000000 |  |  | 14.25 | cm^2 | 0.001425 | m^2 | combined |  |  | 0 |  |  |  |  | 28.5 |  | 50 | glass | time until neutralization | 10 |  |  | 3.2 | LR | 0.13 | SD |  |  |  | 6 | No damage | 0.42 | g | [7 empty] | glass | 0.29474 | g/cm^2
Rogers 2006 Technology Evaluation Report: Evaluation of Spray-Applied Sporicidal Decontamition Technologies |  | Liquid Spray | CFU | 10000000 |  |  | 14.25 | cm^2 | 0.001425 | m^2 | combined |  |  | 0 |  |  |  |  | 28.5 |  | 50 | glass | time until neutralization | 60 |  |  | 0.91 | LR | 0.1 | SD |  |  |  | 6 | No damage | 0.24 | g | [7 empty] | glass | 0.16842 | g/cm^2
Rogers 2006 Technology Evaluation Report: Evaluation of Spray-Applied Sporicidal Decontamition Technologies |  | Liquid Spray | CFU | 10000000 |  |  | 14.25 | cm^2 | 0.001425 | m^2 | combined |  |  | 200 | ppm |  |  |  | 28.5 |  | 50 | glass | time until neutralization | 60 |  |  | 1.1 | LR | 0.2 | SD |  |  |  | 6 | No damage | 0.44 | g | [7 empty] | glass | 0.30877 | g/cm^2
Rogers 2006 Technology Evaluation Report: Evaluation of Spray-Applied Sporicidal Decontamition Technologies |  | Liquid Spray | CFU | 10000000 |  |  | 14.25 | cm^2 | 0.001425 | m^2 | combined |  |  | 0.44 | wt% |  |  |  | 28.5 |  | 50 | glass | time until neutralization | 90 |  | ≥ | 7.8 | LR | [5 empty] | 6 | No damage | 0.48 | g | [7 empty] | glass | 0.33684 | g/cm^2 |  |  |  | 0 | 7.8
Rogers 2006 Technology Evaluation Report: Evaluation of Spray-Applied Sporicidal Decontamition Technologies |  | Liquid Spray | CFU | 10000000 |  |  | 14.25 | cm^2 | 0.001425 | m^2 | combined |  |  | 84 | wt% |  |  |  | 28.5 |  | 50 | glass | time until neutralization | 30 |  |  | 0.37 | LR | 0.22 | SD |  |  |  | 6 | No damage | 0.49 | g | [7 empty] | glass | 0.34386 | g/cm^2
Rogers 2006 Technology Evaluation Report: Evaluation of Spray-Applied Sporicidal Decontamition Technologies |  | Liquid Spray | CFU | 10000000 |  |  | 14.25 | cm^2 | 0.001425 | m^2 | combined |  |  | 0.15 | wt% |  |  |  | 28.5 |  | 50 | glass | time until neutralization | 30 |  | ≥ | 7.8 | LR | [5 empty] | 6 | No damage | 0.45 | g | [7 empty] | glass | 0.31579 | g/cm^2 |  |  |  | 0 | 7.8
Rogers 2006 Technology Evaluation Report: Evaluation of Spray-Applied Sporicidal Decontamition Technologies |  | Liquid Spray | CFU | 10000000 |  |  | 14.25 | cm^2 | 0.001425 | m^2 | combined |  |  | 4 | wt% |  |  |  | 28.5 |  | 50 | glass | time until neutralization | 10 |  | ≥ | 7.8 | LR | [5 empty] | 6 | No damage | 0.43 | g | [7 empty] | glass | 0.30175 | g/cm^2 |  |  |  | 0 | 7.8
Rogers 2006 Technology Evaluation Report: Evaluation of Spray-Applied Sporicidal Decontamition Technologies |  | Liquid Spray | CFU | 10000000 |  |  | 14.25 | cm^2 | 0.001425 | m^2 | combined |  |  | 500 | ppm |  |  |  | 28.5 |  | 50 | glass | time until neutralization | 10 |  |  | 2.3 | LR | 0.08 | SD |  |  |  | 6 | No damage | 0.51 | g | [7 empty] | glass | 0.35789 | g/cm^2
U.S. Environmental Protection Agency 2013 Bio-Response Operatiol Testing and Evaluation (BOTE) Project - Phase 1: Decontamition Assessment |  | Liquid Spray |  | 10000000 | [9 empty] | 0.6 | wt% |  |  |  | 25 |  | 75 | floor 1: floors (epoxy-coated and wood lamite) | continuously wetted | 10 |  |  | 1 | QualPos |  |  |  |  | 5.1871 | 62 |  | 0.587 | L/m^2 | [8 empty] | 0.587 | L/m^2/ |  |  |  | 1 | 5.1871
U.S. Environmental Protection Agency 2013 Bio-Response Operatiol Testing and Evaluation (BOTE) Project - Phase 1: Decontamition Assessment |  | Liquid Spray |  | 10000000 | [9 empty] | 0.6 | wt% |  |  |  | 25 |  | 75 | floor 2: floors (epoxy-coated and wood lamite) | continuously wetted | 10 |  |  | 7 | QualPos |  |  |  |  | 4.125 | 62 |  | 0.587 | L/m^2 | [8 empty] | 0.587 | L/m^2/ |  |  |  | 7 | 4.125
U.S. Environmental Protection Agency 2013 Bio-Response Operatiol Testing and Evaluation (BOTE) Project - Phase 1: Decontamition Assessment |  | Liquid Spray |  | 10000000 | [9 empty] | 0.6 | wt% |  |  |  | 25 |  | 75 | floor 1: walls (painted wallboard and plastic walls) | continuously wetted | 10 |  |  | 0 | QualPos |  |  |  |  | 3.2007 | 13 |  | 0.587 | L/m^2 | [8 empty] | 0.587 | L/m^2/ |  |  |  | 0 | 3.2007
U.S. Environmental Protection Agency 2013 Bio-Response Operatiol Testing and Evaluation (BOTE) Project - Phase 1: Decontamition Assessment |  | Liquid Spray |  | 10000000 | [9 empty] | 0.6 | wt% |  |  |  | 25 |  | 75 | floor 2: walls (painted wallboard and plastic walls) | continuously wetted | 10 |  |  | 0 | QualPos |  |  |  |  | 1.3244 | 15 |  | 0.587 | L/m^2 | [8 empty] | 0.587 | L/m^2/ |  |  |  | 0 | 1.3244
EPA 2017 Underground Transport Restoration (UTR) Operatiol Technology Demonstration (OTD) |  | Liquid Spray |  | 10000000 | [9 empty] | 0.83 | wt% |  |  |  | 25 |  | 50 | concrete (ceiling) | wetted contact time | 10 |  |  | 0 | QualPos |  |  |  |  | 0.35 | 4 |  | 0.652 | L/m^2 | [7 empty] | concrete | 0.652 | L/m^2/ |  |  |  | 0 | 0.35
EPA 2017 Underground Transport Restoration (UTR) Operatiol Technology Demonstration (OTD) |  | Liquid Spray |  | 10000000 | [9 empty] | 0.83 | wt% |  |  |  | 25 |  | 50 | concrete (walls) | wetted contact time | 10 |  |  | 0 | QualPos |  |  |  |  | 2.85 | 13 |  | 0.652 | L/m^2 | [7 empty] | concrete | 0.652 | L/m^2/ |  |  |  | 0 | 2.85
EPA 2017 Underground Transport Restoration (UTR) Operatiol Technology Demonstration (OTD) |  | Liquid Spray |  | 10000000 | [9 empty] | 0.83 | wt% |  |  |  | 25 |  | 50 | concrete (floors) | wetted contact time | 10 |  |  | 1 | QualPos |  |  |  |  | 4.15 | 31 |  | 0.652 | L/m^2 | [7 empty] | concrete | 0.652 | L/m^2/ |  |  |  | 1 | 4.15

## Liquid Spray Data
Value
Number of Records | 808
Records Including Grime Dirt | 14
Records Including Rinsate | 719
| Units | Minimum | Maximum | Mean/Mode | Standard Deviation
Coupon Area | m^2 | 7.85e-05 | 1.44 | 0.039679 | 0.19352
Loading | multiple units given | 1000 | 50000000 | 27265443.0693 | 20649433.6229
Number of Applications | # | 1 | 12 | 1.7255 | 1.5616
Temperature | Celsius | 18.63 | 28.5 | 22.8774 | 2.1907
Relative Humidity | % | 40 | 80 | 50.4057 | 5.6759
Contact Time | Minutes | 0.39529 | 10080 | 1167.7319 | 2878.1459
Concentration of Active Decon Agent | multiple units given | 0 | 25000 | 2906.0252 | 3942.1547
Efficacy | multiple units given | -0.66 | 9.7993 | 4.2411 | 2.917
Volume Applied | mL | 0.05 | 7600 | 464.8601 | 1676.5101

## Liquid Suspension Master
Ref | GrimeDirt | AppMeth | LoadingUn | LoadingNum | ConvertedLoading | ConvertedLoadingUn | CoupArea | CoupAreaUn | ConvertedCoupArea | ConvertedCoupAreaUn | Rinsate | RinsateUn | ConcDoseCtrl | ConcDoseNum | ConcDoseUn | ConvertedConcDose | ConvertedConcDoseUn | TempCtrl | TempNum | RHCtrl | RHNum | SurfMed | ContTimeDesc | ContTimeNumMin | TotalApp | EffGreater | Eff | EffMeas | EffVar | EffVarStat | ConvertedEff | ConvertedEffMeas | LPosRec | N | MatComp | VolApp | VolAppUn | ConvertedVolApp | ConvertedVolAppUn | CT | CTUn | RinsateLess | Positives | WaterRinse | Surface | VolAppDen(L/m^2) | VolAppDenUn | ClO2(ppm) | MB(mg/L) | H2O2(ppm) | PosCalc | LPosRecCalc
Rivera 2014 Microbicidal Power of Alpha Radiation in Sterilizing Germiting Bacillus anthracis Spores |  | Liquid Suspension | CFU | 10000000 | [9 empty] | 0 | uCi |  |  |  | 37 |  |  | aqueous suspension | time in suspension | 60 |  |  | 0 | %Kill
Rivera 2014 Microbicidal Power of Alpha Radiation in Sterilizing Germiting Bacillus anthracis Spores |  | Liquid Suspension | CFU | 10000000 | [9 empty] | 10 | uCi |  |  |  | 37 |  |  | aqueous suspension | time in suspension | 60 |  |  | 0 | %Kill
Rivera 2014 Microbicidal Power of Alpha Radiation in Sterilizing Germiting Bacillus anthracis Spores |  | Liquid Suspension | CFU | 10000000 | [9 empty] | 20 | uCi |  |  |  | 37 |  |  | aqueous suspension | time in suspension | 60 |  |  | 0 | %Kill
Rivera 2014 Microbicidal Power of Alpha Radiation in Sterilizing Germiting Bacillus anthracis Spores |  | Liquid Suspension | CFU | 10000000 | [9 empty] | 30 | uCi |  |  |  | 37 |  |  | aqueous suspension | time in suspension | 60 |  |  | 0 | %Kill
Rivera 2014 Microbicidal Power of Alpha Radiation in Sterilizing Germiting Bacillus anthracis Spores |  | Liquid Suspension | CFU | 10000000 | [9 empty] | 150 | uCi |  |  |  | 37 |  |  | aqueous suspension | time in suspension | 60 | 2 |  | 10 | %Kill
Rivera 2014 Microbicidal Power of Alpha Radiation in Sterilizing Germiting Bacillus anthracis Spores |  | Liquid Suspension | CFU | 10000000 | [9 empty] | 300 | uCi |  |  |  | 37 |  |  | aqueous suspension | time in suspension | 60 | 2 |  | 75 | %Kill
Rivera 2014 Microbicidal Power of Alpha Radiation in Sterilizing Germiting Bacillus anthracis Spores |  | Liquid Suspension | CFU | 10000000 | [9 empty] | 0 | uCi |  |  |  | 37 |  |  | aqueous suspension | time in suspension | 60 | 2 |  | 0 | %Kill
Rivera 2014 Microbicidal Power of Alpha Radiation in Sterilizing Germiting Bacillus anthracis Spores |  | Liquid Suspension | CFU | 10000000 | [9 empty] | 75 | uCi |  |  |  | 37 |  |  | aqueous suspension | time in suspension | 60 | 2 |  | 50-75 | %Kill
Rivera 2014 Microbicidal Power of Alpha Radiation in Sterilizing Germiting Bacillus anthracis Spores |  | Liquid Suspension | CFU | 10000000 | [9 empty] | 150 | uCi |  |  |  | 37 |  |  | aqueous suspension | time in suspension | 60 | 2 |  | 50-75 | %Kill
Muhammad 2014 Ictivation of Bacillus spores in decontamition wash down wastewater using chlorine bleach solution | 197 mg/L TSS, 535 mg/L TDS, 146 NTU, 208 mg O2/L COD | Liquid Suspension | CFU/mL | 10000000 |  |  | 5 | L | 0.005 | m^3 |  |  |  | 555 | FAC ppm (FAC mg/L) |  |  | 2 | 20 |  | 50 | wash down water | time before neutralization | 1 | 2 |  | 0.17 | LR | [5 empty] | 1 | [12 empty] | /L
Muhammad 2014 Ictivation of Bacillus spores in decontamition wash down wastewater using chlorine bleach solution | 197 mg/L TSS, 535 mg/L TDS, 146 NTU, 208 mg O2/L COD | Liquid Suspension | CFU/mL | 10000000 |  |  | 5 | L | 0.005 | m^3 |  |  |  | 555 | FAC ppm (FAC mg/L) |  |  | 2 | 20 |  | 50 | wash down water | time before neutralization | 3 | 2 |  | 0.29 | LR | [5 empty] | 1 | [12 empty] | /L
Muhammad 2014 Ictivation of Bacillus spores in decontamition wash down wastewater using chlorine bleach solution | 197 mg/L TSS, 535 mg/L TDS, 146 NTU, 208 mg O2/L COD | Liquid Suspension | CFU/mL | 10000000 |  |  | 5 | L | 0.005 | m^3 |  |  |  | 555 | FAC ppm (FAC mg/L) |  |  | 2 | 20 |  | 50 | wash down water | time before neutralization | 5 | 2 |  | 0.71 | LR | [5 empty] | 1 | [12 empty] | /L
Muhammad 2014 Ictivation of Bacillus spores in decontamition wash down wastewater using chlorine bleach solution | 197 mg/L TSS, 535 mg/L TDS, 146 NTU, 208 mg O2/L COD | Liquid Suspension | CFU/mL | 10000000 |  |  | 5 | L | 0.005 | m^3 |  |  |  | 555 | FAC ppm (FAC mg/L) |  |  | 2 | 20 |  | 50 | wash down water | time before neutralization | 10 | 2 |  | 3.49 | LR | [5 empty] | 1 | [12 empty] | /L
Muhammad 2014 Ictivation of Bacillus spores in decontamition wash down wastewater using chlorine bleach solution | 197 mg/L TSS, 535 mg/L TDS, 146 NTU, 208 mg O2/L COD | Liquid Suspension | CFU/mL | 10000000 |  |  | 5 | L | 0.005 | m^3 |  |  |  | 555 | FAC ppm (FAC mg/L) |  |  | 2 | 20 |  | 50 | wash down water | time before neutralization | 15 | 2 |  | 4.75 | LR | [5 empty] | 1 | [12 empty] | /L
Muhammad 2014 Ictivation of Bacillus spores in decontamition wash down wastewater using chlorine bleach solution | 197 mg/L TSS, 535 mg/L TDS, 146 NTU, 208 mg O2/L COD | Liquid Suspension | CFU/mL | 10000000 |  |  | 5 | L | 0.005 | m^3 |  |  |  | 555 | FAC ppm (FAC mg/L) |  |  | 2 | 20 |  | 50 | wash down water | time before neutralization | 30 | 2 |  | 5.67 | LR | [5 empty] | 1 | [12 empty] | /L
Muhammad 2014 Ictivation of Bacillus spores in decontamition wash down wastewater using chlorine bleach solution | 197 mg/L TSS, 535 mg/L TDS, 166 NTU, 258 mg O2/L COD | Liquid Suspension | CFU/mL | 10000000 |  |  | 5 | L | 0.005 | m^3 |  |  |  | 1173 | FAC ppm (FAC mg/L) |  |  | 2 | 20 |  | 50 | wash down water | time before neutralization | 1 | 2 |  | 0.2 | LR | [5 empty] | 1 | [12 empty] | /L
Muhammad 2014 Ictivation of Bacillus spores in decontamition wash down wastewater using chlorine bleach solution | 197 mg/L TSS, 535 mg/L TDS, 166 NTU, 258 mg O2/L COD | Liquid Suspension | CFU/mL | 10000000 |  |  | 5 | L | 0.005 | m^3 |  |  |  | 1173 | FAC ppm (FAC mg/L) |  |  | 2 | 20 |  | 50 | wash down water | time before neutralization | 3 | 2 |  | 0.55 | LR | [5 empty] | 1 | [12 empty] | /L
Muhammad 2014 Ictivation of Bacillus spores in decontamition wash down wastewater using chlorine bleach solution | 197 mg/L TSS, 535 mg/L TDS, 166 NTU, 258 mg O2/L COD | Liquid Suspension | CFU/mL | 10000000 |  |  | 5 | L | 0.005 | m^3 |  |  |  | 1173 | FAC ppm (FAC mg/L) |  |  | 2 | 20 |  | 50 | wash down water | time before neutralization | 5 | 2 |  | 1.3 | LR | [5 empty] | 1 | [12 empty] | /L
Muhammad 2014 Ictivation of Bacillus spores in decontamition wash down wastewater using chlorine bleach solution | 197 mg/L TSS, 535 mg/L TDS, 166 NTU, 258 mg O2/L COD | Liquid Suspension | CFU/mL | 10000000 |  |  | 5 | L | 0.005 | m^3 |  |  |  | 1173 | FAC ppm (FAC mg/L) |  |  | 2 | 20 |  | 50 | wash down water | time before neutralization | 10 | 2 |  | 4.26 | LR | [5 empty] | 1 | [12 empty] | /L
Muhammad 2014 Ictivation of Bacillus spores in decontamition wash down wastewater using chlorine bleach solution | 197 mg/L TSS, 535 mg/L TDS, 166 NTU, 258 mg O2/L COD | Liquid Suspension | CFU/mL | 10000000 |  |  | 5 | L | 0.005 | m^3 |  |  |  | 1173 | FAC ppm (FAC mg/L) |  |  | 2 | 20 |  | 50 | wash down water | time before neutralization | 15 | 2 |  | 4.96 | LR | [5 empty] | 1 | [12 empty] | /L
Muhammad 2014 Ictivation of Bacillus spores in decontamition wash down wastewater using chlorine bleach solution | 197 mg/L TSS, 535 mg/L TDS, 166 NTU, 258 mg O2/L COD | Liquid Suspension | CFU/mL | 10000000 |  |  | 5 | L | 0.005 | m^3 |  |  |  | 1173 | FAC ppm (FAC mg/L) |  |  | 2 | 20 |  | 50 | wash down water | time before neutralization | 30 | 2 | > | 6.96 | LR | [5 empty] | 1 | [12 empty] | /L |  |  |  | 0 | 6.96
Muhammad 2014 Ictivation of Bacillus spores in decontamition wash down wastewater using chlorine bleach solution | 197 mg/L TSS, 535 mg/L TDS, 154 NTU, 380 mg O2/L COD | Liquid Suspension | CFU/mL | 10000000 |  |  | 5 | L | 0.005 | m^3 |  |  |  | 1623 | FAC ppm (FAC mg/L) |  |  | 2 | 20 |  | 50 | wash down water | time before neutralization | 1 | 2 |  | 0.6 | LR | [5 empty] | 1 | [12 empty] | /L
Muhammad 2014 Ictivation of Bacillus spores in decontamition wash down wastewater using chlorine bleach solution | 197 mg/L TSS, 535 mg/L TDS, 154 NTU, 380 mg O2/L COD | Liquid Suspension | CFU/mL | 10000000 |  |  | 5 | L | 0.005 | m^3 |  |  |  | 1623 | FAC ppm (FAC mg/L) |  |  | 2 | 20 |  | 50 | wash down water | time before neutralization | 3 | 2 |  | 0.81 | LR | [5 empty] | 1 | [12 empty] | /L
Muhammad 2014 Ictivation of Bacillus spores in decontamition wash down wastewater using chlorine bleach solution | 197 mg/L TSS, 535 mg/L TDS, 154 NTU, 380 mg O2/L COD | Liquid Suspension | CFU/mL | 10000000 |  |  | 5 | L | 0.005 | m^3 |  |  |  | 1623 | FAC ppm (FAC mg/L) |  |  | 2 | 20 |  | 50 | wash down water | time before neutralization | 5 | 2 |  | 2.16 | LR | [5 empty] | 1 | [12 empty] | /L
Muhammad 2014 Ictivation of Bacillus spores in decontamition wash down wastewater using chlorine bleach solution | 197 mg/L TSS, 535 mg/L TDS, 154 NTU, 380 mg O2/L COD | Liquid Suspension | CFU/mL | 10000000 |  |  | 5 | L | 0.005 | m^3 |  |  |  | 1623 | FAC ppm (FAC mg/L) |  |  | 2 | 20 |  | 50 | wash down water | time before neutralization | 10 | 2 |  | 4.9 | LR | [5 empty] | 1 | [12 empty] | /L
Muhammad 2014 Ictivation of Bacillus spores in decontamition wash down wastewater using chlorine bleach solution | 197 mg/L TSS, 535 mg/L TDS, 154 NTU, 380 mg O2/L COD | Liquid Suspension | CFU/mL | 10000000 |  |  | 5 | L | 0.005 | m^3 |  |  |  | 1623 | FAC ppm (FAC mg/L) |  |  | 2 | 20 |  | 50 | wash down water | time before neutralization | 15 | 2 |  | 5.73 | LR | [5 empty] | 1 | [12 empty] | /L
Muhammad 2014 Ictivation of Bacillus spores in decontamition wash down wastewater using chlorine bleach solution | 197 mg/L TSS, 535 mg/L TDS, 154 NTU, 380 mg O2/L COD | Liquid Suspension | CFU/mL | 10000000 |  |  | 5 | L | 0.005 | m^3 |  |  |  | 1623 | FAC ppm (FAC mg/L) |  |  | 2 | 20 |  | 50 | wash down water | time before neutralization | 30 | 2 | > | 7.2 | LR | [5 empty] | 1 | [12 empty] | /L |  |  |  | 0 | 7.2
Muhammad 2014 Ictivation of Bacillus spores in decontamition wash down wastewater using chlorine bleach solution | 197 mg/L TSS, 535 mg/L TDS, 130 NTU, 233 mg O2/L COD | Liquid Suspension | CFU/mL | 10000000 |  |  | 5 | L | 0.005 | m^3 |  |  |  | 2808 | FAC ppm (FAC mg/L) |  |  | 2 | 20 |  | 50 | wash down water | time before neutralization | 1 | 2 |  | 1.3 | LR | [5 empty] | 1 | [12 empty] | /L
Muhammad 2014 Ictivation of Bacillus spores in decontamition wash down wastewater using chlorine bleach solution | 197 mg/L TSS, 535 mg/L TDS, 130 NTU, 233 mg O2/L COD | Liquid Suspension | CFU/mL | 10000000 |  |  | 5 | L | 0.005 | m^3 |  |  |  | 2808 | FAC ppm (FAC mg/L) |  |  | 2 | 20 |  | 50 | wash down water | time before neutralization | 3 | 2 |  | 1.7 | LR | [5 empty] | 1 | [12 empty] | /L
Muhammad 2014 Ictivation of Bacillus spores in decontamition wash down wastewater using chlorine bleach solution | 197 mg/L TSS, 535 mg/L TDS, 130 NTU, 233 mg O2/L COD | Liquid Suspension | CFU/mL | 10000000 |  |  | 5 | L | 0.005 | m^3 |  |  |  | 2808 | FAC ppm (FAC mg/L) |  |  | 2 | 20 |  | 50 | wash down water | time before neutralization | 5 | 2 |  | 2.6 | LR | [5 empty] | 1 | [12 empty] | /L
Muhammad 2014 Ictivation of Bacillus spores in decontamition wash down wastewater using chlorine bleach solution | 197 mg/L TSS, 535 mg/L TDS, 130 NTU, 233 mg O2/L COD | Liquid Suspension | CFU/mL | 10000000 |  |  | 5 | L | 0.005 | m^3 |  |  |  | 2808 | FAC ppm (FAC mg/L) |  |  | 2 | 20 |  | 50 | wash down water | time before neutralization | 10 | 2 | > | 7.08 | LR | [5 empty] | 1 | [12 empty] | /L |  |  |  | 0 | 7.08
Muhammad 2014 Ictivation of Bacillus spores in decontamition wash down wastewater using chlorine bleach solution | 197 mg/L TSS, 535 mg/L TDS, 130 NTU, 233 mg O2/L COD | Liquid Suspension | CFU/mL | 10000000 |  |  | 5 | L | 0.005 | m^3 |  |  |  | 2808 | FAC ppm (FAC mg/L) |  |  | 2 | 20 |  | 50 | wash down water | time before neutralization | 15 | 2 | > | 7.08 | LR | [5 empty] | 1 | [12 empty] | /L |  |  |  | 0 | 7.08
Muhammad 2014 Ictivation of Bacillus spores in decontamition wash down wastewater using chlorine bleach solution | 197 mg/L TSS, 535 mg/L TDS, 130 NTU, 233 mg O2/L COD | Liquid Suspension | CFU/mL | 10000000 |  |  | 5 | L | 0.005 | m^3 |  |  |  | 2808 | FAC ppm (FAC mg/L) |  |  | 2 | 20 |  | 50 | wash down water | time before neutralization | 30 | 2 | > | 7.08 | LR | [5 empty] | 1 | [12 empty] | /L |  |  |  | 0 | 7.08
Muhammad 2014 Ictivation of Bacillus spores in decontamition wash down wastewater using chlorine bleach solution | 121 mg/L TSS, 1766 mg/L TDS, 372 NTU, 4500 mg O2/L COD | Liquid Suspension | CFU/mL | 10000000 |  |  | 5 | L | 0.005 | m^3 |  |  |  | 1005 | FAC ppm (FAC mg/L) |  |  | 2 | 20 |  | 50 | wash down water with 1% Dawn detergent | time before neutralization | 1 | 2 |  | 0.64 | LR | [5 empty] | 1 | [12 empty] | /L
Muhammad 2014 Ictivation of Bacillus spores in decontamition wash down wastewater using chlorine bleach solution | 121 mg/L TSS, 1766 mg/L TDS, 372 NTU, 4500 mg O2/L COD | Liquid Suspension | CFU/mL | 10000000 |  |  | 5 | L | 0.005 | m^3 |  |  |  | 1005 | FAC ppm (FAC mg/L) |  |  | 2 | 20 |  | 50 | wash down water with 1% Dawn detergent | time before neutralization | 5 | 2 |  | 4.86 | LR | [5 empty] | 1 | [12 empty] | /L
Muhammad 2014 Ictivation of Bacillus spores in decontamition wash down wastewater using chlorine bleach solution | 121 mg/L TSS, 1766 mg/L TDS, 372 NTU, 4500 mg O2/L COD | Liquid Suspension | CFU/mL | 10000000 |  |  | 5 | L | 0.005 | m^3 |  |  |  | 1005 | FAC ppm (FAC mg/L) |  |  | 2 | 20 |  | 50 | wash down water with 1% Dawn detergent | time before neutralization | 10 | 2 |  | 6.04 | LR | [5 empty] | 1 | [12 empty] | /L
Muhammad 2014 Ictivation of Bacillus spores in decontamition wash down wastewater using chlorine bleach solution | 121 mg/L TSS, 1766 mg/L TDS, 372 NTU, 4500 mg O2/L COD | Liquid Suspension | CFU/mL | 10000000 |  |  | 5 | L | 0.005 | m^3 |  |  |  | 1005 | FAC ppm (FAC mg/L) |  |  | 2 | 20 |  | 50 | wash down water with 1% Dawn detergent | time before neutralization | 15 | 2 |  | 6.34 | LR | [5 empty] | 1 | [12 empty] | /L
Muhammad 2014 Ictivation of Bacillus spores in decontamition wash down wastewater using chlorine bleach solution | 121 mg/L TSS, 1766 mg/L TDS, 372 NTU, 4500 mg O2/L COD | Liquid Suspension | CFU/mL | 10000000 |  |  | 5 | L | 0.005 | m^3 |  |  |  | 1005 | FAC ppm (FAC mg/L) |  |  | 2 | 20 |  | 50 | wash down water with 1% Dawn detergent | time before neutralization | 30 | 2 | > | 7.04 | LR | [5 empty] | 1 | [12 empty] | /L |  |  |  | 0 | 7.04
Muhammad 2014 Ictivation of Bacillus spores in decontamition wash down wastewater using chlorine bleach solution | 121 mg/L TSS, 1766 mg/L TDS, 392 NTU, 6430 mg O2/L COD | Liquid Suspension | CFU/mL | 10000000 |  |  | 5 | L | 0.005 | m^3 |  |  |  | 1708 | FAC ppm (FAC mg/L) |  |  | 2 | 20 |  | 50 | wash down water with 1% Dawn detergent | time before neutralization | 1 | 2 |  | 0.87 | LR | [5 empty] | 1 | [12 empty] | /L
Muhammad 2014 Ictivation of Bacillus spores in decontamition wash down wastewater using chlorine bleach solution | 121 mg/L TSS, 1766 mg/L TDS, 392 NTU, 6430 mg O2/L COD | Liquid Suspension | CFU/mL | 10000000 |  |  | 5 | L | 0.005 | m^3 |  |  |  | 1708 | FAC ppm (FAC mg/L) |  |  | 2 | 20 |  | 50 | wash down water with 1% Dawn detergent | time before neutralization | 3 | 2 |  | 3.22 | LR | [5 empty] | 1 | [12 empty] | /L
Muhammad 2014 Ictivation of Bacillus spores in decontamition wash down wastewater using chlorine bleach solution | 121 mg/L TSS, 1766 mg/L TDS, 392 NTU, 6430 mg O2/L COD | Liquid Suspension | CFU/mL | 10000000 |  |  | 5 | L | 0.005 | m^3 |  |  |  | 1708 | FAC ppm (FAC mg/L) |  |  | 2 | 20 |  | 50 | wash down water with 1% Dawn detergent | time before neutralization | 5 | 2 |  | 5.4 | LR | [5 empty] | 1 | [12 empty] | /L
Muhammad 2014 Ictivation of Bacillus spores in decontamition wash down wastewater using chlorine bleach solution | 121 mg/L TSS, 1766 mg/L TDS, 392 NTU, 6430 mg O2/L COD | Liquid Suspension | CFU/mL | 10000000 |  |  | 5 | L | 0.005 | m^3 |  |  |  | 1708 | FAC ppm (FAC mg/L) |  |  | 2 | 20 |  | 50 | wash down water with 1% Dawn detergent | time before neutralization | 10 | 2 |  | 6.7 | LR | [5 empty] | 1 | [12 empty] | /L
Muhammad 2014 Ictivation of Bacillus spores in decontamition wash down wastewater using chlorine bleach solution | 121 mg/L TSS, 1766 mg/L TDS, 392 NTU, 6430 mg O2/L COD | Liquid Suspension | CFU/mL | 10000000 |  |  | 5 | L | 0.005 | m^3 |  |  |  | 1708 | FAC ppm (FAC mg/L) |  |  | 2 | 20 |  | 50 | wash down water with 1% Dawn detergent | time before neutralization | 15 | 2 | > | 7.4 | LR | [5 empty] | 1 | [12 empty] | /L |  |  |  | 0 | 7.4
Muhammad 2014 Ictivation of Bacillus spores in decontamition wash down wastewater using chlorine bleach solution | 121 mg/L TSS, 1766 mg/L TDS, 392 NTU, 6430 mg O2/L COD | Liquid Suspension | CFU/mL | 10000000 |  |  | 5 | L | 0.005 | m^3 |  |  |  | 1708 | FAC ppm (FAC mg/L) |  |  | 2 | 20 |  | 50 | wash down water with 1% Dawn detergent | time before neutralization | 30 | 2 | > | 7.4 | LR | [5 empty] | 1 | [12 empty] | /L |  |  |  | 0 | 7.4
Muhammad 2014 Ictivation of Bacillus spores in decontamition wash down wastewater using chlorine bleach solution | 121 mg/L TSS, 1766 mg/L TDS, 389 NTU, 6000 mg O2/L COD | Liquid Suspension | CFU/mL | 10000000 |  |  | 5 | L | 0.005 | m^3 |  |  |  | 2300 | FAC ppm (FAC mg/L) |  |  | 2 | 20 |  | 50 | wash down water with 1% Dawn detergent | time before neutralization | 1 | 2 |  | 0.77 | LR | [5 empty] | 1 | [12 empty] | /L
Muhammad 2014 Ictivation of Bacillus spores in decontamition wash down wastewater using chlorine bleach solution | 121 mg/L TSS, 1766 mg/L TDS, 389 NTU, 6000 mg O2/L COD | Liquid Suspension | CFU/mL | 10000000 |  |  | 5 | L | 0.005 | m^3 |  |  |  | 2300 | FAC ppm (FAC mg/L) |  |  | 2 | 20 |  | 50 | wash down water with 1% Dawn detergent | time before neutralization | 3 | 2 |  | 3.64 | LR | [5 empty] | 1 | [12 empty] | /L
Muhammad 2014 Ictivation of Bacillus spores in decontamition wash down wastewater using chlorine bleach solution | 121 mg/L TSS, 1766 mg/L TDS, 389 NTU, 6000 mg O2/L COD | Liquid Suspension | CFU/mL | 10000000 |  |  | 5 | L | 0.005 | m^3 |  |  |  | 2300 | FAC ppm (FAC mg/L) |  |  | 2 | 20 |  | 50 | wash down water with 1% Dawn detergent | time before neutralization | 5 | 2 |  | 6.4 | LR | [5 empty] | 1 | [12 empty] | /L
Muhammad 2014 Ictivation of Bacillus spores in decontamition wash down wastewater using chlorine bleach solution | 121 mg/L TSS, 1766 mg/L TDS, 389 NTU, 6000 mg O2/L COD | Liquid Suspension | CFU/mL | 10000000 |  |  | 5 | L | 0.005 | m^3 |  |  |  | 2300 | FAC ppm (FAC mg/L) |  |  | 2 | 20 |  | 50 | wash down water with 1% Dawn detergent | time before neutralization | 10 | 2 | > | 7.54 | LR | [5 empty] | 1 | [12 empty] | /L |  |  |  | 0 | 7.54
Muhammad 2014 Ictivation of Bacillus spores in decontamition wash down wastewater using chlorine bleach solution | 121 mg/L TSS, 1766 mg/L TDS, 389 NTU, 6000 mg O2/L COD | Liquid Suspension | CFU/mL | 10000000 |  |  | 5 | L | 0.005 | m^3 |  |  |  | 2300 | FAC ppm (FAC mg/L) |  |  | 2 | 20 |  | 50 | wash down water with 1% Dawn detergent | time before neutralization | 15 | 2 | > | 7.54 | LR | [5 empty] | 1 | [12 empty] | /L |  |  |  | 0 | 7.54
Muhammad 2014 Ictivation of Bacillus spores in decontamition wash down wastewater using chlorine bleach solution | 121 mg/L TSS, 1766 mg/L TDS, 389 NTU, 6000 mg O2/L COD | Liquid Suspension | CFU/mL | 10000000 |  |  | 5 | L | 0.005 | m^3 |  |  |  | 2300 | FAC ppm (FAC mg/L) |  |  | 2 | 20 |  | 50 | wash down water with 1% Dawn detergent | time before neutralization | 30 | 2 | > | 7.54 | LR | [5 empty] | 1 | [12 empty] | /L |  |  |  | 0 | 7.54
Muhammad 2014 Ictivation of Bacillus spores in decontamition wash down wastewater using chlorine bleach solution | 22 mg/L TSS, 1438 mg/L TDS, 229 NTU, 5930 mg O2/L COD | Liquid Suspension | CFU/mL | 10000000 |  |  | 5 | L | 0.005 | m^3 |  |  |  | 1087 | FAC ppm (FAC mg/L) |  |  | 2 | 20 |  | 50 | wash down water with 1% Dawn detergent | time before neutralization | 1 | 2 |  | 3.34 | LR | [5 empty] | 1 | [12 empty] | /L
Muhammad 2014 Ictivation of Bacillus spores in decontamition wash down wastewater using chlorine bleach solution | 22 mg/L TSS, 1438 mg/L TDS, 229 NTU, 5930 mg O2/L COD | Liquid Suspension | CFU/mL | 56000000 |  |  | 5 | L | 0.005 | m^3 |  |  |  | 1087 | FAC ppm (FAC mg/L) |  |  | 2 | 20 |  | 50 | wash down water with 1% Dawn detergent | time before neutralization | 3 | 2 |  | 2.53 | LR | [5 empty] | 1 | [12 empty] | /L
Muhammad 2014 Ictivation of Bacillus spores in decontamition wash down wastewater using chlorine bleach solution | 22 mg/L TSS, 1438 mg/L TDS, 229 NTU, 5930 mg O2/L COD | Liquid Suspension | CFU/mL | 56000000 |  |  | 5 | L | 0.005 | m^3 |  |  |  | 1087 | FAC ppm (FAC mg/L) |  |  | 2 | 20 |  | 50 | wash down water with 1% Dawn detergent | time before neutralization | 5 | 4 |  | 3.52 | LR | [5 empty] | 1 | [12 empty] | /L
Muhammad 2014 Ictivation of Bacillus spores in decontamition wash down wastewater using chlorine bleach solution | 22 mg/L TSS, 1438 mg/L TDS, 229 NTU, 5930 mg O2/L COD | Liquid Suspension | CFU/mL | 56000000 |  |  | 5 | L | 0.005 | m^3 |  |  |  | 1087 | FAC ppm (FAC mg/L) |  |  | 2 | 20 |  | 50 | wash down water with 1% Dawn detergent | time before neutralization | 10 | 4 |  | 5.64 | LR | [5 empty] | 1 | [12 empty] | /L
Muhammad 2014 Ictivation of Bacillus spores in decontamition wash down wastewater using chlorine bleach solution | 22 mg/L TSS, 1438 mg/L TDS, 229 NTU, 5930 mg O2/L COD | Liquid Suspension | CFU/mL | 56000000 |  |  | 5 | L | 0.005 | m^3 |  |  |  | 1087 | FAC ppm (FAC mg/L) |  |  | 2 | 20 |  | 50 | wash down water with 1% Dawn detergent | time before neutralization | 15 | 4 |  | 6.64 | LR | [5 empty] | 1 | [12 empty] | /L
Muhammad 2014 Ictivation of Bacillus spores in decontamition wash down wastewater using chlorine bleach solution | 22 mg/L TSS, 1438 mg/L TDS, 229 NTU, 5930 mg O2/L COD | Liquid Suspension | CFU/mL | 56000000 |  |  | 5 | L | 0.005 | m^3 |  |  |  | 1087 | FAC ppm (FAC mg/L) |  |  | 2 | 20 |  | 50 | wash down water with 1% Dawn detergent | time before neutralization | 30 | 4 | > | 7.34 | LR | [5 empty] | 1 | [12 empty] | /L |  |  |  | 0 | 7.34
Muhammad 2014 Ictivation of Bacillus spores in decontamition wash down wastewater using chlorine bleach solution | 22 mg/L TSS, 1438 mg/L TDS, 275 NTU, 6590 mg O2/L COD | Liquid Suspension | CFU/mL | 56000000 |  |  | 5 | L | 0.005 | m^3 |  |  |  | 1260 | FAC ppm (FAC mg/L) |  |  | 2 | 20 |  | 50 | wash down water with 1% Dawn detergent | time before neutralization | 1 | 4 |  | 1.57 | LR | [5 empty] | 1 | [12 empty] | /L
Muhammad 2014 Ictivation of Bacillus spores in decontamition wash down wastewater using chlorine bleach solution | 22 mg/L TSS, 1438 mg/L TDS, 275 NTU, 6590 mg O2/L COD | Liquid Suspension | CFU/mL | 56000000 |  |  | 5 | L | 0.005 | m^3 |  |  |  | 1260 | FAC ppm (FAC mg/L) |  |  | 2 | 20 |  | 50 | wash down water with 1% Dawn detergent | time before neutralization | 3 | 4 |  | 3.04 | LR | [5 empty] | 1 | [12 empty] | /L
Muhammad 2014 Ictivation of Bacillus spores in decontamition wash down wastewater using chlorine bleach solution | 22 mg/L TSS, 1438 mg/L TDS, 275 NTU, 6590 mg O2/L COD | Liquid Suspension | CFU/mL | 56000000 |  |  | 5 | L | 0.005 | m^3 |  |  |  | 1260 | FAC ppm (FAC mg/L) |  |  | 2 | 20 |  | 50 | wash down water with 1% Dawn detergent | time before neutralization | 5 | 4 |  | 5.81 | LR | [5 empty] | 1 | [12 empty] | /L
Muhammad 2014 Ictivation of Bacillus spores in decontamition wash down wastewater using chlorine bleach solution | 22 mg/L TSS, 1438 mg/L TDS, 275 NTU, 6590 mg O2/L COD | Liquid Suspension | CFU/mL | 56000000 |  |  | 5 | L | 0.005 | m^3 |  |  |  | 1260 | FAC ppm (FAC mg/L) |  |  | 2 | 20 |  | 50 | wash down water with 1% Dawn detergent | time before neutralization | 10 | 4 |  | 6.41 | LR | [5 empty] | 1 | [12 empty] | /L
Muhammad 2014 Ictivation of Bacillus spores in decontamition wash down wastewater using chlorine bleach solution | 22 mg/L TSS, 1438 mg/L TDS, 275 NTU, 6590 mg O2/L COD | Liquid Suspension | CFU/mL | 56000000 |  |  | 5 | L | 0.005 | m^3 |  |  |  | 1260 | FAC ppm (FAC mg/L) |  |  | 2 | 20 |  | 50 | wash down water with 1% Dawn detergent | time before neutralization | 15 | 4 | > | 7.11 | LR | [5 empty] | 1 | [12 empty] | /L |  |  |  | 0 | 7.11
Muhammad 2014 Ictivation of Bacillus spores in decontamition wash down wastewater using chlorine bleach solution | 22 mg/L TSS, 1438 mg/L TDS, 275 NTU, 6590 mg O2/L COD | Liquid Suspension | CFU/mL | 56000000 |  |  | 5 | L | 0.005 | m^3 |  |  |  | 1260 | FAC ppm (FAC mg/L) |  |  | 2 | 20 |  | 50 | wash down water with 1% Dawn detergent | time before neutralization | 30 | 4 | > | 7.11 | LR | [5 empty] | 1 | [12 empty] | /L |  |  |  | 0 | 7.11
Muhammad 2014 Ictivation of Bacillus spores in decontamition wash down wastewater using chlorine bleach solution | 22 mg/L TSS, 1438 mg/L TDS, 217 NTU, 5450 mg O2/L COD | Liquid Suspension | CFU/mL | 10000000 |  |  | 5 | L | 0.005 | m^3 |  |  |  | 2433 | FAC ppm (FAC mg/L) |  |  | 2 | 20 |  | 50 | wash down water with 1% Dawn detergent | time before neutralization | 1 | 4 |  | 0.6 | LR | [5 empty] | 1 | [12 empty] | /L
Muhammad 2014 Ictivation of Bacillus spores in decontamition wash down wastewater using chlorine bleach solution | 22 mg/L TSS, 1438 mg/L TDS, 217 NTU, 5450 mg O2/L COD | Liquid Suspension | CFU/mL | 10000000 |  |  | 5 | L | 0.005 | m^3 |  |  |  | 2433 | FAC ppm (FAC mg/L) |  |  | 2 | 20 |  | 50 | wash down water with 1% Dawn detergent | time before neutralization | 3 | 4 |  | 3.53 | LR | [5 empty] | 1 | [12 empty] | /L
Muhammad 2014 Ictivation of Bacillus spores in decontamition wash down wastewater using chlorine bleach solution | 22 mg/L TSS, 1438 mg/L TDS, 217 NTU, 5450 mg O2/L COD | Liquid Suspension | CFU/mL | 10000000 |  |  | 5 | L | 0.005 | m^3 |  |  |  | 2433 | FAC ppm (FAC mg/L) |  |  | 2 | 20 |  | 50 | wash down water with 1% Dawn detergent | time before neutralization | 5 | 4 |  | 6.53 | LR | [5 empty] | 1 | [12 empty] | /L
Muhammad 2014 Ictivation of Bacillus spores in decontamition wash down wastewater using chlorine bleach solution | 22 mg/L TSS, 1438 mg/L TDS, 217 NTU, 5450 mg O2/L COD | Liquid Suspension | CFU/mL | 10000000 |  |  | 5 | L | 0.005 | m^3 |  |  |  | 2433 | FAC ppm (FAC mg/L) |  |  | 2 | 20 |  | 50 | wash down water with 1% Dawn detergent | time before neutralization | 10 | 4 | > | 7.23 | LR | [5 empty] | 1 | [12 empty] | /L |  |  |  | 0 | 7.23
Muhammad 2014 Ictivation of Bacillus spores in decontamition wash down wastewater using chlorine bleach solution | 22 mg/L TSS, 1438 mg/L TDS, 217 NTU, 5450 mg O2/L COD | Liquid Suspension | CFU/mL | 10000000 |  |  | 5 | L | 0.005 | m^3 |  |  |  | 2433 | FAC ppm (FAC mg/L) |  |  | 2 | 20 |  | 50 | wash down water with 1% Dawn detergent | time before neutralization | 15 | 4 | > | 7.23 | LR | [5 empty] | 1 | [12 empty] | /L |  |  |  | 0 | 7.23
Muhammad 2014 Ictivation of Bacillus spores in decontamition wash down wastewater using chlorine bleach solution | 22 mg/L TSS, 1438 mg/L TDS, 217 NTU, 5450 mg O2/L COD | Liquid Suspension | CFU/mL | 10000000 |  |  | 5 | L | 0.005 | m^3 |  |  |  | 2433 | FAC ppm (FAC mg/L) |  |  | 2 | 20 |  | 50 | wash down water with 1% Dawn detergent | time before neutralization | 30 | 4 | > | 7.23 | LR | [5 empty] | 1 | [12 empty] | /L |  |  |  | 0 | 7.23
Muhammad 2014 Ictivation of Bacillus spores in decontamition wash down wastewater using chlorine bleach solution | , 68 NTU, 3260 mg O2/L COD | Liquid Suspension | CFU/mL | 10000000 |  |  | 5 | L | 0.005 | m^3 |  |  |  | 2970 | FAC ppm (FAC mg/L) |  |  | 2 | 20 |  | 50 | wash down water with 1% Dawn detergent | time before neutralization | 3 | 4 |  | 5.11 | LR | [5 empty] | 1 | [12 empty] | /L
Muhammad 2014 Ictivation of Bacillus spores in decontamition wash down wastewater using chlorine bleach solution | , 68 NTU, 3260 mg O2/L COD | Liquid Suspension | CFU/mL | 10000000 |  |  | 55 | gallon | 0.2082 | m^3 |  |  |  | 2970 | FAC ppm (FAC mg/L) |  |  | 2 | 20 |  | 50 | wash down water with 1% Alconox detergent | time before neutralization | 5 | 4 |  | 6.11 | LR | [5 empty] | 1 | [12 empty] | /gallon
Muhammad 2014 Ictivation of Bacillus spores in decontamition wash down wastewater using chlorine bleach solution | , 68 NTU, 3260 mg O2/L COD | Liquid Suspension | CFU/mL | 10000000 |  |  | 55 | gallon | 0.2082 | m^3 |  |  |  | 2970 | FAC ppm (FAC mg/L) |  |  | 2 | 20 |  | 50 | wash down water with 1% Alconox detergent | time before neutralization | 10 | 4 | > | 7.11 | LR | [5 empty] | 1 | [12 empty] | /gallon |  |  |  | 0 | 7.11
Muhammad 2014 Ictivation of Bacillus spores in decontamition wash down wastewater using chlorine bleach solution | , 68 NTU, 3260 mg O2/L COD | Liquid Suspension | CFU/mL | 10000000 |  |  | 55 | gallon | 0.2082 | m^3 |  |  |  | 2970 | FAC ppm (FAC mg/L) |  |  | 2 | 20 |  | 50 | wash down water with 1% Alconox detergent | time before neutralization | 15 | 4 | > | 7.11 | LR | [5 empty] | 1 | [12 empty] | /gallon |  |  |  | 0 | 7.11
Muhammad 2014 Ictivation of Bacillus spores in decontamition wash down wastewater using chlorine bleach solution | , 68 NTU, 3260 mg O2/L COD | Liquid Suspension | CFU/mL | 10000000 |  |  | 55 | gallon | 0.2082 | m^3 |  |  |  | 2970 | FAC ppm (FAC mg/L) |  |  | 2 | 20 |  | 50 | wash down water with 1% Alconox detergent | time before neutralization | 30 | 4 | > | 7.11 | LR | [5 empty] | 1 | [12 empty] | /gallon |  |  |  | 0 | 7.11
Muhammad 2014 Ictivation of Bacillus spores in decontamition wash down wastewater using chlorine bleach solution | , 92 NTU, 2970 mg O2/L COD | Liquid Suspension | CFU/mL | 10000000 |  |  | 55 | gallon | 0.2082 | m^3 |  |  |  | 2710 | FAC ppm (FAC mg/L) |  |  | 2 | 20 |  | 50 | wash down water with 1% Alconox detergent | time before neutralization | 3 | 4 |  | 5.05 | LR | [5 empty] | 1 | [12 empty] | /gallon
Muhammad 2014 Ictivation of Bacillus spores in decontamition wash down wastewater using chlorine bleach solution | , 92 NTU, 2970 mg O2/L COD | Liquid Suspension | CFU/mL | 10000000 |  |  | 55 | gallon | 0.2082 | m^3 |  |  |  | 2710 | FAC ppm (FAC mg/L) |  |  | 2 | 20 |  | 50 | wash down water with 1% Alconox detergent | time before neutralization | 5 | 4 |  | 6.23 | LR | [5 empty] | 1 | [12 empty] | /gallon
Muhammad 2014 Ictivation of Bacillus spores in decontamition wash down wastewater using chlorine bleach solution | , 92 NTU, 2970 mg O2/L COD | Liquid Suspension | CFU/mL | 10000000 |  |  | 55 | gallon | 0.2082 | m^3 |  |  |  | 2710 | FAC ppm (FAC mg/L) |  |  | 2 | 20 |  | 50 | wash down water with 1% Alconox detergent | time before neutralization | 10 | 4 | > | 7.23 | LR | [5 empty] | 1 | [12 empty] | /gallon |  |  |  | 0 | 7.23
Muhammad 2014 Ictivation of Bacillus spores in decontamition wash down wastewater using chlorine bleach solution | , 92 NTU, 2970 mg O2/L COD | Liquid Suspension | CFU/mL | 10000000 |  |  | 55 | gallon | 0.2082 | m^3 |  |  |  | 2710 | FAC ppm (FAC mg/L) |  |  | 2 | 20 |  | 50 | wash down water with 1% Alconox detergent | time before neutralization | 15 |  | > | 7.23 | LR | [5 empty] | 1 | [12 empty] | /gallon |  |  |  | 0 | 7.23
Muhammad 2014 Ictivation of Bacillus spores in decontamition wash down wastewater using chlorine bleach solution | , 92 NTU, 2970 mg O2/L COD | Liquid Suspension | CFU/mL | 10000000 |  |  | 55 | gallon | 0.2082 | m^3 |  |  |  | 2710 | FAC ppm (FAC mg/L) |  |  | 2 | 20 |  | 50 | wash down water with 1% Alconox detergent | time before neutralization | 30 |  | > | 7.23 | LR | [5 empty] | 1 | [12 empty] | /gallon |  |  |  | 0 | 7.23
Muhammad 2014 Ictivation of Bacillus spores in decontamition wash down wastewater using chlorine bleach solution | , 36 NTU, 3460 mg O2/L COD | Liquid Suspension | CFU/mL | 10000000 |  |  | 55 | gallon | 0.2082 | m^3 |  |  |  | 3080 | FAC ppm (FAC mg/L) |  |  | 2 | 20 |  | 50 | wash down water with 1% Alconox detergent | time before neutralization | 3 |  |  | 4.6 | LR | [5 empty] | 1 | [12 empty] | /gallon
Muhammad 2014 Ictivation of Bacillus spores in decontamition wash down wastewater using chlorine bleach solution | , 36 NTU, 3460 mg O2/L COD | Liquid Suspension | CFU/mL | 10000000 |  |  | 55 | gallon | 0.2082 | m^3 |  |  |  | 3080 | FAC ppm (FAC mg/L) |  |  | 2 | 20 |  | 50 | wash down water with 1% Alconox detergent | time before neutralization | 5 |  |  | 5.6 | LR | [5 empty] | 1 | [12 empty] | /gallon
Muhammad 2014 Ictivation of Bacillus spores in decontamition wash down wastewater using chlorine bleach solution | , 36 NTU, 3460 mg O2/L COD | Liquid Suspension | CFU/mL | 10000000 |  |  | 55 | gallon | 0.2082 | m^3 |  |  |  | 3080 | FAC ppm (FAC mg/L) |  |  | 2 | 20 |  | 50 | wash down water with 1% Alconox detergent | time before neutralization | 10 |  | > | 6.6 | LR | [5 empty] | 1 | [12 empty] | /gallon |  |  |  | 0 | 6.6
Muhammad 2014 Ictivation of Bacillus spores in decontamition wash down wastewater using chlorine bleach solution | , 36 NTU, 3460 mg O2/L COD | Liquid Suspension | CFU/mL | 10000000 |  |  | 55 | gallon | 0.2082 | m^3 |  |  |  | 3080 | FAC ppm (FAC mg/L) |  |  | 2 | 20 |  | 50 | wash down water with 1% Alconox detergent | time before neutralization | 15 |  | > | 6.6 | LR | [5 empty] | 1 | [12 empty] | /gallon |  |  |  | 0 | 6.6
Muhammad 2014 Ictivation of Bacillus spores in decontamition wash down wastewater using chlorine bleach solution | , 36 NTU, 3460 mg O2/L COD | Liquid Suspension | CFU/mL | 10000000 |  |  | 55 | gallon | 0.2082 | m^3 |  |  |  | 3080 | FAC ppm (FAC mg/L) |  |  | 2 | 20 |  | 50 | wash down water with 1% Alconox detergent | time before neutralization | 30 |  | > | 6.6 | LR | [5 empty] | 1 | [12 empty] | /gallon |  |  |  | 0 | 6.6
Grover 2013 Perhydrolase-notube paint composites with sporicidal and antiviral activity |  | Liquid Suspension | CFU/mL | 10000000 | [9 empty] | 100 | mM |  |  |  | 25 |  | 50 | water | time before neutralization | 10.0656 |  |  | 0.099417 | LR | [5 empty] | 3
Grover 2013 Perhydrolase-notube paint composites with sporicidal and antiviral activity |  | Liquid Suspension | CFU/mL | 10000000 | [9 empty] | 100 | mM |  |  |  | 25 |  | 50 | water | time before neutralization | 30.6882 |  |  | 0.093581 | LR | [5 empty] | 3
Grover 2013 Perhydrolase-notube paint composites with sporicidal and antiviral activity |  | Liquid Suspension | CFU/mL | 10000000 | [9 empty] | 100 | mM |  |  |  | 25 |  | 50 | water | time before neutralization | 60.239 |  |  | 0.21092 | LR | [5 empty] | 3
Grover 2013 Perhydrolase-notube paint composites with sporicidal and antiviral activity |  | Liquid Suspension | CFU/mL | 10000000 | [9 empty] | 100 | mM |  |  |  | 25 |  | 50 | water | time before neutralization | 120.4634 |  |  | 1.0363 | LR | [5 empty] | 3
Grover 2013 Perhydrolase-notube paint composites with sporicidal and antiviral activity |  | Liquid Suspension | CFU/mL | 10000000 | [9 empty] | 100 | mM |  |  |  | 25 |  | 50 | water | time before neutralization | 10.0609 |  |  | 0.30424 | LR | [5 empty] | 3
Grover 2013 Perhydrolase-notube paint composites with sporicidal and antiviral activity |  | Liquid Suspension | CFU/mL | 10000000 | [9 empty] | 100 | mM |  |  |  | 25 |  | 50 | water | time before neutralization | 29.1966 |  |  | 1.3943 | LR | [5 empty] | 3
Grover 2013 Perhydrolase-notube paint composites with sporicidal and antiviral activity |  | Liquid Suspension | CFU/mL | 10000000 | [9 empty] | 100 | mM |  |  |  | 25 |  | 50 | water | time before neutralization | 60.0115 |  |  | 3.0181 | LR | [5 empty] | 3
Grover 2013 Perhydrolase-notube paint composites with sporicidal and antiviral activity |  | Liquid Suspension | CFU/mL | 10000000 | [9 empty] | 100 | mM |  |  |  | 25 |  | 50 | water | time before neutralization | 89.84 |  |  | 5.1596 | LR | [5 empty] | 3
Grover 2013 Perhydrolase-notube paint composites with sporicidal and antiviral activity |  | Liquid Suspension | CFU/mL | 10000000 | [9 empty] | 100 | mM |  |  |  | 25 |  | 50 | water | time before neutralization | 119.6982 |  |  | 6.024 | LR | [5 empty] | 3
Grover 2013 Perhydrolase-notube paint composites with sporicidal and antiviral activity |  | Liquid Suspension | CFU/mL | 10000000 | [9 empty] | 100 | mM |  |  |  | 25 |  | 50 | water | time before neutralization | 10.2118 |  |  | 0.79826 | LR | [5 empty] | 3
Grover 2013 Perhydrolase-notube paint composites with sporicidal and antiviral activity |  | Liquid Suspension | CFU/mL | 10000000 | [9 empty] | 100 | mM |  |  |  | 25 |  | 50 | water | time before neutralization | 30.3129 |  |  | 2.2742 | LR | [5 empty] | 3
Grover 2013 Perhydrolase-notube paint composites with sporicidal and antiviral activity |  | Liquid Suspension | CFU/mL | 10000000 | [9 empty] | 100 | mM |  |  |  | 25 |  | 50 | water | time before neutralization | 60.4581 |  |  | 4.7652 | LR | [5 empty] | 3
Grover 2013 Perhydrolase-notube paint composites with sporicidal and antiviral activity |  | Liquid Suspension | CFU/mL | 10000000 | [9 empty] | 100 | mM |  |  |  | 25 |  | 50 | water | time before neutralization | 90.3081 |  |  | 5.979 | LR | [5 empty] | 3
Grover 2013 Perhydrolase-notube paint composites with sporicidal and antiviral activity |  | Liquid Suspension | CFU/mL | 10000000 | [9 empty] | 100 | mM |  |  |  | 25 |  | 50 | water | time before neutralization | 120.0224 |  |  | 6.0482 | LR | [5 empty] | 3
Grover 2013 Perhydrolase-notube paint composites with sporicidal and antiviral activity |  | Liquid Suspension | CFU/mL | 10000000 | [9 empty] | 100 | mM |  |  |  | 25 |  | 50 | water | time before neutralization | 9.8778 |  |  | 1.1957 | LR | [5 empty] | 3
Grover 2013 Perhydrolase-notube paint composites with sporicidal and antiviral activity |  | Liquid Suspension | CFU/mL | 10000000 | [9 empty] | 100 | mM |  |  |  | 25 |  | 50 | water | time before neutralization | 29.6466 |  |  | 2.9969 | LR | [5 empty] | 3
Grover 2013 Perhydrolase-notube paint composites with sporicidal and antiviral activity |  | Liquid Suspension | CFU/mL | 10000000 | [9 empty] | 100 | mM |  |  |  | 25 |  | 50 | water | time before neutralization | 59.7996 |  |  | 5.1505 | LR | [5 empty] | 3
Grover 2013 Perhydrolase-notube paint composites with sporicidal and antiviral activity |  | Liquid Suspension | CFU/mL | 10000000 | [9 empty] | 100 | mM |  |  |  | 25 |  | 50 | water | time before neutralization | 89.819 |  |  | 6.0632 | LR | [5 empty] | 3
Grover 2013 Perhydrolase-notube paint composites with sporicidal and antiviral activity |  | Liquid Suspension | CFU/mL | 10000000 | [9 empty] | 100 | mM |  |  |  | 25 |  | 50 | water | time before neutralization | 120.0232 |  |  | 6.0121 | LR | [5 empty] | 3
Grover 2013 Perhydrolase-notube paint composites with sporicidal and antiviral activity |  | Liquid Suspension | CFU/mL | 10000000 | [9 empty] | 100 | mM |  |  |  | 25 |  | 50 | water | time before neutralization | 10.3602 |  |  | 1.4007 | LR | [5 empty] | 3
Grover 2013 Perhydrolase-notube paint composites with sporicidal and antiviral activity |  | Liquid Suspension | CFU/mL | 10000000 | [9 empty] | 100 | mM |  |  |  | 25 |  | 50 | water | time before neutralization | 30.2771 |  |  | 3.8163 | LR | [5 empty] | 3
Grover 2013 Perhydrolase-notube paint composites with sporicidal and antiviral activity |  | Liquid Suspension | CFU/mL | 10000000 | [9 empty] | 100 | mM |  |  |  | 25 |  | 50 | water | time before neutralization | 59.7814 |  |  | 5.9337 | LR | [5 empty] | 3
Grover 2013 Perhydrolase-notube paint composites with sporicidal and antiviral activity |  | Liquid Suspension | CFU/mL | 10000000 | [9 empty] | 100 | mM |  |  |  | 25 |  | 50 | water | time before neutralization | 120.3471 |  |  | 6.0483 | LR | [5 empty] | 3
Grover 2013 Perhydrolase-notube paint composites with sporicidal and antiviral activity |  | Liquid Suspension | CFU/mL | 10000000 | [9 empty] | 100 | mM |  |  |  | 25 |  | 50 | water | time before neutralization | 9.6735 |  |  | 3.0029 | LR | [5 empty] | 3
Grover 2013 Perhydrolase-notube paint composites with sporicidal and antiviral activity |  | Liquid Suspension | CFU/mL | 10000000 | [9 empty] | 100 | mM |  |  |  | 25 |  | 50 | water | time before neutralization | 59.6174 |  |  | 6.0059 | LR | [5 empty] | 3
Grover 2013 Perhydrolase-notube paint composites with sporicidal and antiviral activity |  | Liquid Suspension | CFU/mL | 10000000 | [9 empty] | 100 | mM |  |  |  | 25 |  | 50 | water | time before neutralization | 29.7394 |  |  | 5.9969 | LR | [5 empty] | 3
Grover 2013 Perhydrolase-notube paint composites with sporicidal and antiviral activity |  | Liquid Suspension | CFU/mL | 10000000 | [9 empty] | 100 | mM |  |  |  | 25 |  | 50 | water | time before neutralization | 120.3468 |  |  | 6.0603 | LR | [5 empty] | 3
Grover 2013 Perhydrolase-notube paint composites with sporicidal and antiviral activity |  | Liquid Suspension | CFU/mL | 10000000 | [9 empty] | 100 | mM |  |  |  | 25 |  | 50 | water | time before neutralization | 10.0357 |  |  | 1.3886 | LR | [5 empty] | 3
Grover 2013 Perhydrolase-notube paint composites with sporicidal and antiviral activity |  | Liquid Suspension | CFU/mL | 10000000 | [9 empty] | 100 | mM |  |  |  | 25 |  | 50 | water | time before neutralization | 30.2668 |  |  | 4.2621 | LR | [5 empty] | 3
Grover 2013 Perhydrolase-notube paint composites with sporicidal and antiviral activity |  | Liquid Suspension | CFU/mL | 10000000 | [9 empty] | 100 | mM |  |  |  | 25 |  | 50 | water | time before neutralization | 59.7798 |  |  | 6.006 | LR | [5 empty] | 3
Grover 2013 Perhydrolase-notube paint composites with sporicidal and antiviral activity |  | Liquid Suspension | CFU/mL | 10000000 | [9 empty] | 100 | mM |  |  |  | 25 |  | 50 | water | time before neutralization | 120.1856 |  |  | 6.0121 | LR | [5 empty] | 3
Grover 2013 Perhydrolase-notube paint composites with sporicidal and antiviral activity |  | Liquid Suspension | CFU/mL | 10000000 | [9 empty] | 100 | mM |  |  |  | 25 |  | 50 | paint | time before neutralization | 9.9164 |  |  | 0.60667 | LR | [5 empty] | 3
Grover 2013 Perhydrolase-notube paint composites with sporicidal and antiviral activity |  | Liquid Suspension | CFU/mL | 10000000 | [9 empty] | 100 | mM |  |  |  | 25 |  | 50 | paint | time before neutralization | 29.9824 |  |  | 1.0267 | LR | [5 empty] | 3
Grover 2013 Perhydrolase-notube paint composites with sporicidal and antiviral activity |  | Liquid Suspension | CFU/mL | 10000000 | [9 empty] | 100 | mM |  |  |  | 25 |  | 50 | paint | time before neutralization | 59.9614 |  |  | 1.9017 | LR | [5 empty] | 3
Grover 2013 Perhydrolase-notube paint composites with sporicidal and antiviral activity |  | Liquid Suspension | CFU/mL | 10000000 | [9 empty] | 100 | mM |  |  |  | 25 |  | 50 | paint | time before neutralization | 9.9463 |  |  | 1.855 | LR | [5 empty] | 3
Grover 2013 Perhydrolase-notube paint composites with sporicidal and antiviral activity |  | Liquid Suspension | CFU/mL | 10000000 | [9 empty] | 100 | mM |  |  |  | 25 |  | 50 | paint | time before neutralization | 30.0165 |  |  | 2.45 | LR | [5 empty] | 3
Grover 2013 Perhydrolase-notube paint composites with sporicidal and antiviral activity |  | Liquid Suspension | CFU/mL | 10000000 | [9 empty] | 100 | mM |  |  |  | 25 |  | 50 | paint | time before neutralization | 59.934 |  |  | 4.2583 | LR | [5 empty] | 3
Grover 2013 Perhydrolase-notube paint composites with sporicidal and antiviral activity |  | Liquid Suspension | CFU/mL | 10000000 | [9 empty] | 100 | mM |  |  |  | 25 |  | 50 | paint | time before neutralization | 9.962 |  |  | 2.5083 | LR | [5 empty] | 3
Grover 2013 Perhydrolase-notube paint composites with sporicidal and antiviral activity |  | Liquid Suspension | CFU/mL | 10000000 | [9 empty] | 100 | mM |  |  |  | 25 |  | 50 | paint | time before neutralization | 30.0797 |  |  | 5.0867 | LR | [5 empty] | 3
Grover 2013 Perhydrolase-notube paint composites with sporicidal and antiviral activity |  | Liquid Suspension | CFU/mL | 10000000 | [9 empty] | 100 | mM |  |  |  | 25 |  | 50 | paint | time before neutralization | 60.0585 |  |  | 5.95 | LR | [5 empty] | 3
Grover 2013 Perhydrolase-notube paint composites with sporicidal and antiviral activity |  | Liquid Suspension | CFU/mL | 10000000 | [9 empty] | 100 | mM |  |  |  | 25 |  | 50 | water | time before neutralization | 9.6888 |  |  | 0.048762 | LR | [5 empty] | 3
Grover 2013 Perhydrolase-notube paint composites with sporicidal and antiviral activity |  | Liquid Suspension | CFU/mL | 10000000 | [9 empty] | 100 | mM |  |  |  | 25 |  | 50 | water | time before neutralization | 29.7222 |  |  | 0.13437 | LR | [5 empty] | 3
Grover 2013 Perhydrolase-notube paint composites with sporicidal and antiviral activity |  | Liquid Suspension | CFU/mL | 10000000 | [9 empty] | 100 | mM |  |  |  | 25 |  | 50 | water | time before neutralization | 59.9419 |  |  | 0.34045 | LR | [5 empty] | 3
Grover 2013 Perhydrolase-notube paint composites with sporicidal and antiviral activity |  | Liquid Suspension | CFU/mL | 10000000 | [9 empty] | 100 | mM |  |  |  | 25 |  | 50 | water | time before neutralization | 120.3829 |  |  | 0.7765 | LR | [5 empty] | 3
Grover 2013 Perhydrolase-notube paint composites with sporicidal and antiviral activity |  | Liquid Suspension | CFU/mL | 10000000 | [9 empty] | 100 | mM |  |  |  | 25 |  | 50 | water | time before neutralization | 9.7392 |  |  | 0.76549 | LR | [5 empty] | 3
Grover 2013 Perhydrolase-notube paint composites with sporicidal and antiviral activity |  | Liquid Suspension | CFU/mL | 10000000 | [9 empty] | 100 | mM |  |  |  | 25 |  | 50 | water | time before neutralization | 30.2161 |  |  | 2.4877 | LR | [5 empty] | 3
Grover 2013 Perhydrolase-notube paint composites with sporicidal and antiviral activity |  | Liquid Suspension | CFU/mL | 10000000 | [9 empty] | 100 | mM |  |  |  | 25 |  | 50 | water | time before neutralization | 60.1822 |  |  | 3.7569 | LR | [5 empty] | 3
Grover 2013 Perhydrolase-notube paint composites with sporicidal and antiviral activity |  | Liquid Suspension | CFU/mL | 10000000 | [9 empty] | 100 | mM |  |  |  | 25 |  | 50 | water | time before neutralization | 120.256 |  |  | 5.9727 | LR | [5 empty] | 3
Grover 2013 Perhydrolase-notube paint composites with sporicidal and antiviral activity |  | Liquid Suspension | CFU/mL | 10000000 | [9 empty] | 100 | mM |  |  |  | 25 |  | 50 | paint | time before neutralization | 9.4647 |  |  | 1.53 | LR | [5 empty] | 3
Grover 2013 Perhydrolase-notube paint composites with sporicidal and antiviral activity |  | Liquid Suspension | CFU/mL | 10000000 | [9 empty] | 100 | mM |  |  |  | 25 |  | 50 | paint | time before neutralization | 29.6569 |  |  | 3.8733 | LR | [5 empty] | 3
Grover 2013 Perhydrolase-notube paint composites with sporicidal and antiviral activity |  | Liquid Suspension | CFU/mL | 10000000 | [9 empty] | 100 | mM |  |  |  | 25 |  | 50 | paint | time before neutralization | 60.1097 |  |  | 5.0589 | LR | [5 empty] | 3
Grover 2013 Perhydrolase-notube paint composites with sporicidal and antiviral activity |  | Liquid Suspension | CFU/mL | 10000000 | [9 empty] | 100 | mM |  |  |  | 25 |  | 50 | paint | time before neutralization | 120.7468 |  |  | 5.9489 | LR | [5 empty] | 3
Grover 2013 Perhydrolase-notube paint composites with sporicidal and antiviral activity |  | Liquid Suspension | CFU/mL | 10000000 | [9 empty] | 50 | mM |  |  |  | 25 |  | 50 | paint | time before neutralization | 9.8125 |  |  | 0.092671 | LR | [5 empty] | 3
Grover 2013 Perhydrolase-notube paint composites with sporicidal and antiviral activity |  | Liquid Suspension | CFU/mL | 10000000 | [9 empty] | 50 | mM |  |  |  | 25 |  | 50 | paint | time before neutralization | 29.9614 |  |  | 0.20776 | LR | [5 empty] | 3
Grover 2013 Perhydrolase-notube paint composites with sporicidal and antiviral activity |  | Liquid Suspension | CFU/mL | 10000000 | [9 empty] | 50 | mM |  |  |  | 25 |  | 50 | paint | time before neutralization | 59.7447 |  |  | 0.2985 | LR | [5 empty] | 3
Grover 2013 Perhydrolase-notube paint composites with sporicidal and antiviral activity |  | Liquid Suspension | CFU/mL | 10000000 | [9 empty] | 50 | mM |  |  |  | 25 |  | 50 | paint | time before neutralization | 120.2077 |  |  | 1.2993 | LR | [5 empty] | 3
Grover 2013 Perhydrolase-notube paint composites with sporicidal and antiviral activity |  | Liquid Suspension | CFU/mL | 10000000 | [9 empty] | 100 | mM |  |  |  | 25 |  | 50 | paint | time before neutralization | 9.8732 |  |  | 2.5157 | LR | [5 empty] | 3
Grover 2013 Perhydrolase-notube paint composites with sporicidal and antiviral activity |  | Liquid Suspension | CFU/mL | 10000000 | [9 empty] | 100 | mM |  |  |  | 25 |  | 50 | paint | time before neutralization | 30.2587 |  |  | 5.089 | LR | [5 empty] | 3
Grover 2013 Perhydrolase-notube paint composites with sporicidal and antiviral activity |  | Liquid Suspension | CFU/mL | 10000000 | [9 empty] | 100 | mM |  |  |  | 25 |  | 50 | paint | time before neutralization | 59.8874 |  |  | 5.9992 | LR | [5 empty] | 3
Grover 2013 Perhydrolase-notube paint composites with sporicidal and antiviral activity |  | Liquid Suspension | CFU/mL | 10000000 | [9 empty] | 100 | mM |  |  |  | 25 |  | 50 | paint | time before neutralization | 120.1488 |  |  | 5.9465 | LR | [5 empty] | 3
Grover 2013 Perhydrolase-notube paint composites with sporicidal and antiviral activity |  | Liquid Suspension | CFU/mL | 10000000 | [9 empty] | 75 | mM |  |  |  | 25 |  | 50 | paint | time before neutralization | 30.393 |  |  | 0.47118 | LR | [5 empty] | 3
Grover 2013 Perhydrolase-notube paint composites with sporicidal and antiviral activity |  | Liquid Suspension | CFU/mL | 10000000 | [9 empty] | 75 | mM |  |  |  | 25 |  | 50 | paint | time before neutralization | 59.9127 |  |  | 1.75 | LR | [5 empty] | 3
Grover 2013 Perhydrolase-notube paint composites with sporicidal and antiviral activity |  | Liquid Suspension | CFU/mL | 10000000 | [9 empty] | 75 | mM |  |  |  | 25 |  | 50 | paint | time before neutralization | 121.048 |  |  | 3.7576 | LR | [5 empty] | 3
Grover 2013 Perhydrolase-notube paint composites with sporicidal and antiviral activity |  | Liquid Suspension | CFU/mL | 10000000 | [9 empty] | 200 | mM |  |  |  | 25 |  | 50 | water | time before neutralization | 59.0094 |  |  | 0.32277 | LR | [5 empty] | 3
Grover 2013 Perhydrolase-notube paint composites with sporicidal and antiviral activity |  | Liquid Suspension | CFU/mL | 10000000 | [9 empty] | 200 | mM |  |  |  | 25 |  | 50 | water | time before neutralization | 120.566 |  |  | 1.319 | LR | [5 empty] | 3
Grover 2013 Perhydrolase-notube paint composites with sporicidal and antiviral activity |  | Liquid Suspension | CFU/mL | 10000000 | [9 empty] | 200 | mM |  |  |  | 25 |  | 50 | water | time before neutralization | 180.8491 |  |  | 2.0386 | LR | [5 empty] | 3
Grover 2013 Perhydrolase-notube paint composites with sporicidal and antiviral activity |  | Liquid Suspension | CFU/mL | 10000000 | [9 empty] | 200 | mM |  |  |  | 25 |  | 50 | water | time before neutralization | 301.4151 |  |  | 2.7322 | LR | [5 empty] | 3
Grover 2013 Perhydrolase-notube paint composites with sporicidal and antiviral activity |  | Liquid Suspension | CFU/mL | 10000000 | [9 empty] | 400 | mM |  |  |  | 25 |  | 50 | water | time before neutralization | 58.5849 |  |  | 0.79186 | LR | [5 empty] | 3
Grover 2013 Perhydrolase-notube paint composites with sporicidal and antiviral activity |  | Liquid Suspension | CFU/mL | 10000000 | [9 empty] | 400 | mM |  |  |  | 25 |  | 50 | water | time before neutralization | 120.566 |  |  | 1.8121 | LR | [5 empty] | 3
Grover 2013 Perhydrolase-notube paint composites with sporicidal and antiviral activity |  | Liquid Suspension | CFU/mL | 10000000 | [9 empty] | 400 | mM |  |  |  | 25 |  | 50 | water | time before neutralization | 180.4245 |  |  | 2.8806 | LR | [5 empty] | 3
Grover 2013 Perhydrolase-notube paint composites with sporicidal and antiviral activity |  | Liquid Suspension | CFU/mL | 10000000 | [9 empty] | 400 | mM |  |  |  | 25 |  | 50 | water | time before neutralization | 300.566 |  |  | 3.3817 | LR | [5 empty] | 3
Grover 2013 Perhydrolase-notube paint composites with sporicidal and antiviral activity |  | Liquid Suspension | CFU/mL | 10000000 | [9 empty] | 200 | mM |  |  |  | 25 |  | 50 | paint | time before neutralization | 60.283 |  |  | 1.6458 | LR | [5 empty] | 3
Grover 2013 Perhydrolase-notube paint composites with sporicidal and antiviral activity |  | Liquid Suspension | CFU/mL | 10000000 | [9 empty] | 200 | mM |  |  |  | 25 |  | 50 | paint | time before neutralization | 119.717 | 2 |  | 3.0029 | LR | [5 empty] | 3
Grover 2013 Perhydrolase-notube paint composites with sporicidal and antiviral activity |  | Liquid Suspension | CFU/mL | 10000000 | [9 empty] | 200 | mM |  |  |  | 25 |  | 50 | paint | time before neutralization | 180 | 3 |  | 4.5043 | LR | [5 empty] | 3
Grover 2013 Perhydrolase-notube paint composites with sporicidal and antiviral activity |  | Liquid Suspension | CFU/mL | 10000000 | [9 empty] | 200 | mM |  |  |  | 25 |  | 50 | paint | time before neutralization | 302.2642 | 4 |  | 5.9796 | LR | [5 empty] | 3
Grover 2013 Perhydrolase-notube paint composites with sporicidal and antiviral activity |  | Liquid Suspension | CFU/mL | 10000000 | [9 empty] | 400 | mM |  |  |  | 25 |  | 50 | paint | time before neutralization | 60.283 | 4 |  | 2.0306 | LR | [5 empty] | 3
Grover 2013 Perhydrolase-notube paint composites with sporicidal and antiviral activity |  | Liquid Suspension | CFU/mL | 10000000 | [9 empty] | 400 | mM |  |  |  | 25 |  | 50 | paint | time before neutralization | 119.717 | 2 |  | 3.5441 | LR | [5 empty] | 3
Grover 2013 Perhydrolase-notube paint composites with sporicidal and antiviral activity |  | Liquid Suspension | CFU/mL | 10000000 | [9 empty] | 400 | mM |  |  |  | 25 |  | 50 | paint | time before neutralization | 180.8491 | 3 |  | 5.0455 | LR | [5 empty] | 3
Grover 2013 Perhydrolase-notube paint composites with sporicidal and antiviral activity |  | Liquid Suspension | CFU/mL | 10000000 | [9 empty] | 400 | mM |  |  |  | 25 |  | 50 | paint | time before neutralization | 298.4434 | 4 |  | 5.9316 | LR | [5 empty] | 3
Grover 2013 Perhydrolase-notube paint composites with sporicidal and antiviral activity |  | Liquid Suspension | CFU/mL | 10000000 | [9 empty] | 100 | mM |  |  |  | 25 |  | 50 | paint | time before neutralization | 120 | 4 |  | 6 | LR | [5 empty] | 3
Grover 2013 Perhydrolase-notube paint composites with sporicidal and antiviral activity |  | Liquid Suspension | CFU/mL | 10000000 | [9 empty] | 100 | mM |  |  |  | 25 |  | 50 | paint | time before neutralization | 120 | 3 |  | 6 | LR | [5 empty] | 3
Grover 2013 Perhydrolase-notube paint composites with sporicidal and antiviral activity |  | Liquid Suspension | CFU/mL | 10000000 | [9 empty] | 100 | mM |  |  |  | 25 |  | 50 | paint | time before neutralization | 120 | 3 |  | 0 | LR | [5 empty] | 3
Grover 2013 Perhydrolase-notube paint composites with sporicidal and antiviral activity |  | Liquid Suspension | CFU/mL | 10000000 | [9 empty] | 100 | mM |  |  |  | 25 |  | 50 | paint | time before neutralization | 120 | 3 |  | 6 | LR | [5 empty] | 3
Grover 2013 Perhydrolase-notube paint composites with sporicidal and antiviral activity |  | Liquid Suspension | CFU/mL | 10000000 | [9 empty] | 100 | mM |  |  |  | 25 |  | 50 | paint | time before neutralization | 120 | 3 |  | 5 | LR | [5 empty] | 3
Grover 2013 Perhydrolase-notube paint composites with sporicidal and antiviral activity |  | Liquid Suspension | CFU/mL | 10000000 | [9 empty] | 100 | mM |  |  |  | 25 |  | 50 | paint | time before neutralization | 120 | 3 |  | 0 | LR | [5 empty] | 3
Banerjee, 2012, Light-activated porphyrin-based formulations to ictivate bacterial spores |  | Liquid Suspension | CFU/mL | 10000000 | [9 empty] | 20 | ug/mL |  |  |  | 25 |  |  | aqueous suspension | Steady-state conditions | 5 | 3 |  | 1 | LR
Banerjee, 2012, Light-activated porphyrin-based formulations to ictivate bacterial spores |  | Liquid Suspension | CFU/mL | 10000000 | [9 empty] | 20 | ug/mL |  |  |  | 25 |  |  | aqueous suspension | Steady-state conditions | 10 | 3 |  | 1.5 | LR
Banerjee, 2012, Light-activated porphyrin-based formulations to ictivate bacterial spores |  | Liquid Suspension | CFU/mL | 10000000 | [9 empty] | 20 | ug/mL |  |  |  | 25 |  |  | aqueous suspension | Steady-state conditions | 15 | 3 |  | 2 | LR
Banerjee, 2012, Light-activated porphyrin-based formulations to ictivate bacterial spores |  | Liquid Suspension | CFU/mL | 10000000 | [9 empty] | 20 | ug/mL |  |  |  | 25 |  |  | aqueous suspension | Steady-state conditions | 30 | 3 |  | 2.5 | LR
Banerjee, 2012, Light-activated porphyrin-based formulations to ictivate bacterial spores |  | Liquid Suspension | CFU/mL | 10000000 | [9 empty] | 2 | ug/mL |  |  |  | 25 |  |  | aqueous suspension | Steady-state conditions | 5 | 3 |  | 2 | LR
Banerjee, 2012, Light-activated porphyrin-based formulations to ictivate bacterial spores |  | Liquid Suspension | CFU/mL | 10000000 | [9 empty] | 2 | ug/mL |  |  |  | 25 |  |  | aqueous suspension | Steady-state conditions | 10 | 4 |  | 2.3 | LR
Banerjee, 2012, Light-activated porphyrin-based formulations to ictivate bacterial spores |  | Liquid Suspension | CFU/mL | 10000000 | [9 empty] | 2 | ug/mL |  |  |  | 25 |  |  | aqueous suspension | Steady-state conditions | 15 | 4 |  | 2.8 | LR
Banerjee, 2012, Light-activated porphyrin-based formulations to ictivate bacterial spores |  | Liquid Suspension | CFU/mL | 10000000 | [9 empty] | 2 | ug/mL |  |  |  | 25 |  |  | aqueous suspension | Steady-state conditions | 30 | 4 |  | 2.9 | LR
Banerjee, 2012, Light-activated porphyrin-based formulations to ictivate bacterial spores |  | Liquid Suspension | CFU/mL | 10000000 | [9 empty] | 20 | ug/mL |  |  |  | 25 |  |  | aqueous suspension | Steady-state conditions | 30 | 4 |  | 2 | LR
Banerjee, 2012, Light-activated porphyrin-based formulations to ictivate bacterial spores |  | Liquid Suspension | CFU/mL | 10000000 | [9 empty] | 20 | ug/mL |  |  |  | 25 |  |  | aqueous suspension | Steady-state conditions | 30 | 4 |  | 4.5 | LR
Banerjee, 2012, Light-activated porphyrin-based formulations to ictivate bacterial spores |  | Liquid Suspension | CFU/mL | 10000000 | [9 empty] | 20 | ug/mL |  |  |  | 25 |  |  | aqueous suspension | Steady-state conditions | 30 | 4 |  | 0.5 | LR
Kreske 2006 Evaluation of chlorine, chlorine dioxide, and a peroxyacetic acid-based sanitizer for effectiveness in killing Bacillus cereus and Bacillus thuringiensis spores in suspensions, on the surface of stainless steel, and on apples |  | Liquid Suspension |  | 10000000 |  |  | 5 | mL | 5e-06 | m^3 |  |  |  | 5 | ug/L FAC |  |  | 1 | 23 |  | 50 | aqueous suspension | time until neutralization | 5 | 2 |  | 0.07 | LR | [5 empty] | 3 | [12 empty] | /mL
Kreske 2006 Evaluation of chlorine, chlorine dioxide, and a peroxyacetic acid-based sanitizer for effectiveness in killing Bacillus cereus and Bacillus thuringiensis spores in suspensions, on the surface of stainless steel, and on apples |  | Liquid Suspension |  | 10000000 |  |  | 5 | mL | 5e-06 | m^3 |  |  |  | 10 | ug/L FAC |  |  | 1 | 23 |  | 50 | aqueous suspension | time until neutralization | 5 | 2 |  | 1.64 | LR | [5 empty] | 3 | [12 empty] | /mL
Kreske 2006 Evaluation of chlorine, chlorine dioxide, and a peroxyacetic acid-based sanitizer for effectiveness in killing Bacillus cereus and Bacillus thuringiensis spores in suspensions, on the surface of stainless steel, and on apples |  | Liquid Suspension |  | 10000000 |  |  | 5 | mL | 5e-06 | m^3 |  |  |  | 25 | ug/L FAC |  |  | 1 | 23 |  | 50 | aqueous suspension | time until neutralization | 5 | 2 |  | 3.23 | LR | [5 empty] | 3 | [12 empty] | /mL
Kreske 2006 Evaluation of chlorine, chlorine dioxide, and a peroxyacetic acid-based sanitizer for effectiveness in killing Bacillus cereus and Bacillus thuringiensis spores in suspensions, on the surface of stainless steel, and on apples |  | Liquid Suspension |  | 10000000 |  |  | 5 | mL | 5e-06 | m^3 |  |  |  | 50 | ug/L FAC |  |  | 1 | 23 |  | 50 | aqueous suspension | time until neutralization | 5 | 2 |  | 4.34 | LR | [5 empty] | 3 | [12 empty] | /mL
Kreske 2006 Evaluation of chlorine, chlorine dioxide, and a peroxyacetic acid-based sanitizer for effectiveness in killing Bacillus cereus and Bacillus thuringiensis spores in suspensions, on the surface of stainless steel, and on apples |  | Liquid Suspension |  | 10000000 |  |  | 5 | mL | 5e-06 | m^3 |  |  |  | 5 | ug/L FAC |  |  | 1 | 23 |  | 50 | aqueous suspension | time until neutralization | 5 | 2 |  | 0.07 | LR | [5 empty] | 3 | [12 empty] | /mL
Kreske 2006 Evaluation of chlorine, chlorine dioxide, and a peroxyacetic acid-based sanitizer for effectiveness in killing Bacillus cereus and Bacillus thuringiensis spores in suspensions, on the surface of stainless steel, and on apples |  | Liquid Suspension |  | 10000000 |  |  | 5 | mL | 5e-06 | m^3 |  |  |  | 10 | ug/L FAC |  |  | 1 | 23 |  | 50 | aqueous suspension | time until neutralization | 5 | 2 |  | 1.03 | LR | [5 empty] | 3 | [12 empty] | /mL
Kreske 2006 Evaluation of chlorine, chlorine dioxide, and a peroxyacetic acid-based sanitizer for effectiveness in killing Bacillus cereus and Bacillus thuringiensis spores in suspensions, on the surface of stainless steel, and on apples |  | Liquid Suspension |  | 10000000 |  |  | 5 | mL | 5e-06 | m^3 |  |  |  | 25 | ug/L FAC |  |  | 1 | 23 |  | 50 | aqueous suspension | time until neutralization | 5 | 4 |  | 3.34 | LR | [5 empty] | 3 | [12 empty] | /mL
Kreske 2006 Evaluation of chlorine, chlorine dioxide, and a peroxyacetic acid-based sanitizer for effectiveness in killing Bacillus cereus and Bacillus thuringiensis spores in suspensions, on the surface of stainless steel, and on apples |  | Liquid Suspension |  | 10000000 |  |  | 5 | mL | 5e-06 | m^3 |  |  |  | 50 | ug/L FAC |  |  | 1 | 23 |  | 50 | aqueous suspension | time until neutralization | 5 | 4 |  | 5.48 | LR | [5 empty] | 3 | [12 empty] | /mL
Kreske 2006 Evaluation of chlorine, chlorine dioxide, and a peroxyacetic acid-based sanitizer for effectiveness in killing Bacillus cereus and Bacillus thuringiensis spores in suspensions, on the surface of stainless steel, and on apples |  | Liquid Suspension |  | 10000000 |  |  | 5 | mL | 5e-06 | m^3 |  |  |  | 5 | ug/L FAC |  |  | 1 | 23 |  | 50 | aqueous suspension | time until neutralization | 5 | 4 |  | 0.01 | LR | [5 empty] | 3 | [12 empty] | /mL
Kreske 2006 Evaluation of chlorine, chlorine dioxide, and a peroxyacetic acid-based sanitizer for effectiveness in killing Bacillus cereus and Bacillus thuringiensis spores in suspensions, on the surface of stainless steel, and on apples |  | Liquid Suspension |  | 10000000 |  |  | 5 | mL | 5e-06 | m^3 |  |  |  | 10 | ug/L FAC |  |  | 1 | 23 |  | 50 | aqueous suspension | time until neutralization | 5 | 4 |  | 1 | LR | [5 empty] | 3 | [12 empty] | /mL
Kreske 2006 Evaluation of chlorine, chlorine dioxide, and a peroxyacetic acid-based sanitizer for effectiveness in killing Bacillus cereus and Bacillus thuringiensis spores in suspensions, on the surface of stainless steel, and on apples |  | Liquid Suspension |  | 10000000 |  |  | 5 | mL | 5e-06 | m^3 |  |  |  | 25 | ug/L FAC |  |  | 1 | 23 |  | 50 | aqueous suspension | time until neutralization | 5 | 4 |  | 3.47 | LR | [5 empty] | 3 | [12 empty] | /mL
Kreske 2006 Evaluation of chlorine, chlorine dioxide, and a peroxyacetic acid-based sanitizer for effectiveness in killing Bacillus cereus and Bacillus thuringiensis spores in suspensions, on the surface of stainless steel, and on apples |  | Liquid Suspension |  | 10000000 |  |  | 5 | mL | 5e-06 | m^3 |  |  |  | 50 | ug/L FAC |  |  | 1 | 23 |  | 50 | aqueous suspension | time until neutralization | 5 | 4 |  | 4.44 | LR | [5 empty] | 3 | [12 empty] | /mL
Kreske 2006 Evaluation of chlorine, chlorine dioxide, and a peroxyacetic acid-based sanitizer for effectiveness in killing Bacillus cereus and Bacillus thuringiensis spores in suspensions, on the surface of stainless steel, and on apples |  | Liquid Suspension |  | 10000000 |  |  | 5 | mL | 5e-06 | m^3 |  |  |  | 5 | ug/L FAC |  |  | 1 | 23 |  | 50 | aqueous suspension | time until neutralization | 5 | 4 |  | 0.41 | LR | [5 empty] | 3 | [12 empty] | /mL
Kreske 2006 Evaluation of chlorine, chlorine dioxide, and a peroxyacetic acid-based sanitizer for effectiveness in killing Bacillus cereus and Bacillus thuringiensis spores in suspensions, on the surface of stainless steel, and on apples |  | Liquid Suspension |  | 10000000 |  |  | 5 | mL | 5e-06 | m^3 |  |  |  | 10 | ug/L FAC |  |  | 1 | 23 |  | 50 | aqueous suspension | time until neutralization | 5 | 4 |  | 0.16 | LR | [5 empty] | 3 | [12 empty] | /mL
Kreske 2006 Evaluation of chlorine, chlorine dioxide, and a peroxyacetic acid-based sanitizer for effectiveness in killing Bacillus cereus and Bacillus thuringiensis spores in suspensions, on the surface of stainless steel, and on apples |  | Liquid Suspension |  | 10000000 |  |  | 5 | mL | 5e-06 | m^3 |  |  |  | 25 | ug/L FAC |  |  | 1 | 23 |  | 50 | aqueous suspension | time until neutralization | 5 | 4 |  | 2.71 | LR | [5 empty] | 3 | [12 empty] | /mL
Kreske 2006 Evaluation of chlorine, chlorine dioxide, and a peroxyacetic acid-based sanitizer for effectiveness in killing Bacillus cereus and Bacillus thuringiensis spores in suspensions, on the surface of stainless steel, and on apples |  | Liquid Suspension |  | 10000000 |  |  | 5 | mL | 5e-06 | m^3 |  |  |  | 50 | ug/L FAC |  |  | 1 | 23 |  | 50 | aqueous suspension | time until neutralization | 5 | 4 |  | 3.99 | LR | [5 empty] | 3 | [12 empty] | /mL
Kreske 2006 Evaluation of chlorine, chlorine dioxide, and a peroxyacetic acid-based sanitizer for effectiveness in killing Bacillus cereus and Bacillus thuringiensis spores in suspensions, on the surface of stainless steel, and on apples |  | Liquid Suspension |  | 10000000 |  |  | 5 | mL | 5e-06 | m^3 |  |  |  | 5 | ug/L FAC |  |  | 1 | 23 |  | 50 | aqueous suspension | time until neutralization | 5 | 4 |  | 0.08 | LR | [5 empty] | 3 | [12 empty] | /mL
Kreske 2006 Evaluation of chlorine, chlorine dioxide, and a peroxyacetic acid-based sanitizer for effectiveness in killing Bacillus cereus and Bacillus thuringiensis spores in suspensions, on the surface of stainless steel, and on apples |  | Liquid Suspension |  | 10000000 |  |  | 5 | mL | 5e-06 | m^3 |  |  |  | 10 | ug/L FAC |  |  | 1 | 23 |  | 50 | aqueous suspension | time until neutralization | 5 | 4 |  | 1.7 | LR | [5 empty] | 3 | [12 empty] | /mL
Kreske 2006 Evaluation of chlorine, chlorine dioxide, and a peroxyacetic acid-based sanitizer for effectiveness in killing Bacillus cereus and Bacillus thuringiensis spores in suspensions, on the surface of stainless steel, and on apples |  | Liquid Suspension |  | 10000000 |  |  | 5 | mL | 5e-06 | m^3 |  |  |  | 25 | ug/L FAC |  |  | 1 | 23 |  | 50 | aqueous suspension | time until neutralization | 5 | 4 |  | 3.49 | LR | [5 empty] | 3 | [12 empty] | /mL
Kreske 2006 Evaluation of chlorine, chlorine dioxide, and a peroxyacetic acid-based sanitizer for effectiveness in killing Bacillus cereus and Bacillus thuringiensis spores in suspensions, on the surface of stainless steel, and on apples |  | Liquid Suspension |  | 10000000 |  |  | 5 | mL | 5e-06 | m^3 |  |  |  | 50 | ug/L FAC |  |  | 1 | 23 |  | 50 | aqueous suspension | time until neutralization | 5 | 4 |  | 4.69 | LR | [5 empty] | 3 | [12 empty] | /mL
Kreske 2006 Evaluation of chlorine, chlorine dioxide, and a peroxyacetic acid-based sanitizer for effectiveness in killing Bacillus cereus and Bacillus thuringiensis spores in suspensions, on the surface of stainless steel, and on apples |  | Liquid Suspension |  | 10000000 |  |  | 5 | mL | 5e-06 | m^3 |  |  |  | 5 | ug/L FAC |  |  | 1 | 23 |  | 50 | aqueous suspension | time until neutralization | 5 | 4 |  | 0.07 | LR | [5 empty] | 3 | [12 empty] | /mL
Kreske 2006 Evaluation of chlorine, chlorine dioxide, and a peroxyacetic acid-based sanitizer for effectiveness in killing Bacillus cereus and Bacillus thuringiensis spores in suspensions, on the surface of stainless steel, and on apples |  | Liquid Suspension |  | 10000000 |  |  | 5 | mL | 5e-06 | m^3 |  |  |  | 10 | ug/L FAC |  |  | 1 | 23 |  | 50 | aqueous suspension | time until neutralization | 5 | 4 |  | 1.53 | LR | [5 empty] | 3 | [12 empty] | /mL
Kreske 2006 Evaluation of chlorine, chlorine dioxide, and a peroxyacetic acid-based sanitizer for effectiveness in killing Bacillus cereus and Bacillus thuringiensis spores in suspensions, on the surface of stainless steel, and on apples |  | Liquid Suspension |  | 10000000 |  |  | 5 | mL | 5e-06 | m^3 |  |  |  | 25 | ug/L FAC |  |  | 1 | 23 |  | 50 | aqueous suspension | time until neutralization | 5 | 4 |  | 4.01 | LR | [5 empty] | 3 | [12 empty] | /mL
Kreske 2006 Evaluation of chlorine, chlorine dioxide, and a peroxyacetic acid-based sanitizer for effectiveness in killing Bacillus cereus and Bacillus thuringiensis spores in suspensions, on the surface of stainless steel, and on apples |  | Liquid Suspension |  | 10000000 |  |  | 5 | mL | 5e-06 | m^3 |  |  |  | 50 | ug/L FAC |  |  | 1 | 23 |  | 50 | aqueous suspension | time until neutralization | 5 | 4 |  | 4.23 | LR | [5 empty] | 3 | [12 empty] | /mL
Kreske 2006 Evaluation of chlorine, chlorine dioxide, and a peroxyacetic acid-based sanitizer for effectiveness in killing Bacillus cereus and Bacillus thuringiensis spores in suspensions, on the surface of stainless steel, and on apples |  | Liquid Suspension |  | 10000000 |  |  | 5 | mL | 5e-06 | m^3 |  |  |  | 10 | ug/L |  |  | 1 | 23 |  | 50 | aqueous suspension | time until neutralization | 5 | 4 |  | 0.04 | LR | [5 empty] | 3 | [12 empty] | /mL
Kreske 2006 Evaluation of chlorine, chlorine dioxide, and a peroxyacetic acid-based sanitizer for effectiveness in killing Bacillus cereus and Bacillus thuringiensis spores in suspensions, on the surface of stainless steel, and on apples |  | Liquid Suspension |  | 10000000 |  |  | 5 | mL | 5e-06 | m^3 |  |  |  | 25 | ug/L |  |  | 1 | 23 |  | 50 | aqueous suspension | time until neutralization | 5 | 4 |  | 0.08 | LR | [5 empty] | 3 | [12 empty] | /mL
Kreske 2006 Evaluation of chlorine, chlorine dioxide, and a peroxyacetic acid-based sanitizer for effectiveness in killing Bacillus cereus and Bacillus thuringiensis spores in suspensions, on the surface of stainless steel, and on apples |  | Liquid Suspension |  | 10000000 |  |  | 5 | mL | 5e-06 | m^3 |  |  |  | 50 | ug/L |  |  | 1 | 23 |  | 50 | aqueous suspension | time until neutralization | 5 | 4 |  | 1.19 | LR | [5 empty] | 3 | [12 empty] | /mL
Kreske 2006 Evaluation of chlorine, chlorine dioxide, and a peroxyacetic acid-based sanitizer for effectiveness in killing Bacillus cereus and Bacillus thuringiensis spores in suspensions, on the surface of stainless steel, and on apples |  | Liquid Suspension |  | 10000000 |  |  | 5 | mL | 5e-06 | m^3 |  |  |  | 75 | ug/L |  |  | 1 | 23 |  | 50 | aqueous suspension | time until neutralization | 5 | 4 |  | 4.97 | LR | [5 empty] | 3 | [12 empty] | /mL
Kreske 2006 Evaluation of chlorine, chlorine dioxide, and a peroxyacetic acid-based sanitizer for effectiveness in killing Bacillus cereus and Bacillus thuringiensis spores in suspensions, on the surface of stainless steel, and on apples |  | Liquid Suspension |  | 10000000 |  |  | 5 | mL | 5e-06 | m^3 |  |  |  | 10 | ug/L |  |  | 1 | 23 |  | 50 | aqueous suspension | time until neutralization | 5 | 4 |  | 0 | LR | [5 empty] | 3 | [12 empty] | /mL
Kreske 2006 Evaluation of chlorine, chlorine dioxide, and a peroxyacetic acid-based sanitizer for effectiveness in killing Bacillus cereus and Bacillus thuringiensis spores in suspensions, on the surface of stainless steel, and on apples |  | Liquid Suspension |  | 10000000 |  |  | 5 | mL | 5e-06 | m^3 |  |  |  | 25 | ug/L |  |  | 1 | 23 |  | 50 | aqueous suspension | time until neutralization | 5 | 4 |  | 0.05 | LR | [5 empty] | 3 | [12 empty] | /mL
Kreske 2006 Evaluation of chlorine, chlorine dioxide, and a peroxyacetic acid-based sanitizer for effectiveness in killing Bacillus cereus and Bacillus thuringiensis spores in suspensions, on the surface of stainless steel, and on apples |  | Liquid Suspension |  | 10000000 |  |  | 5 | mL | 5e-06 | m^3 |  |  |  | 50 | ug/L |  |  | 1 | 23 |  | 50 | aqueous suspension | time until neutralization | 5 | 2 |  | 0.62 | LR | [5 empty] | 3 | [12 empty] | /mL
Kreske 2006 Evaluation of chlorine, chlorine dioxide, and a peroxyacetic acid-based sanitizer for effectiveness in killing Bacillus cereus and Bacillus thuringiensis spores in suspensions, on the surface of stainless steel, and on apples |  | Liquid Suspension |  | 10000000 |  |  | 5 | mL | 5e-06 | m^3 |  |  |  | 75 | ug/L |  |  | 1 | 23 |  | 50 | aqueous suspension | time until neutralization | 5 | 2 |  | 4.18 | LR | [5 empty] | 3 | [12 empty] | /mL
Kreske 2006 Evaluation of chlorine, chlorine dioxide, and a peroxyacetic acid-based sanitizer for effectiveness in killing Bacillus cereus and Bacillus thuringiensis spores in suspensions, on the surface of stainless steel, and on apples |  | Liquid Suspension |  | 10000000 |  |  | 5 | mL | 5e-06 | m^3 |  |  |  | 10 | ug/L |  |  | 1 | 23 |  | 50 | aqueous suspension | time until neutralization | 5 | 2 |  | 0 | LR | [5 empty] | 3 | [12 empty] | /mL
Kreske 2006 Evaluation of chlorine, chlorine dioxide, and a peroxyacetic acid-based sanitizer for effectiveness in killing Bacillus cereus and Bacillus thuringiensis spores in suspensions, on the surface of stainless steel, and on apples |  | Liquid Suspension |  | 10000000 |  |  | 5 | mL | 5e-06 | m^3 |  |  |  | 25 | ug/L |  |  | 1 | 23 |  | 50 | aqueous suspension | time until neutralization | 5 | 2 |  | 0.08 | LR | [5 empty] | 3 | [12 empty] | /mL
Kreske 2006 Evaluation of chlorine, chlorine dioxide, and a peroxyacetic acid-based sanitizer for effectiveness in killing Bacillus cereus and Bacillus thuringiensis spores in suspensions, on the surface of stainless steel, and on apples |  | Liquid Suspension |  | 10000000 |  |  | 5 | mL | 5e-06 | m^3 |  |  |  | 50 | ug/L |  |  | 1 | 23 |  | 50 | aqueous suspension | time until neutralization | 5 | 2 |  | 0.7 | LR | [5 empty] | 3 | [12 empty] | /mL
Kreske 2006 Evaluation of chlorine, chlorine dioxide, and a peroxyacetic acid-based sanitizer for effectiveness in killing Bacillus cereus and Bacillus thuringiensis spores in suspensions, on the surface of stainless steel, and on apples |  | Liquid Suspension |  | 10000000 |  |  | 5 | mL | 5e-06 | m^3 |  |  |  | 75 | ug/L |  |  | 1 | 23 |  | 50 | aqueous suspension | time until neutralization | 5 | 2 |  | 3.92 | LR | [5 empty] | 3 | [12 empty] | /mL
Kreske 2006 Evaluation of chlorine, chlorine dioxide, and a peroxyacetic acid-based sanitizer for effectiveness in killing Bacillus cereus and Bacillus thuringiensis spores in suspensions, on the surface of stainless steel, and on apples |  | Liquid Suspension |  | 10000000 |  |  | 5 | mL | 5e-06 | m^3 |  |  |  | 10 | ug/L |  |  | 1 | 23 |  | 50 | aqueous suspension | time until neutralization | 5 | 4 |  | 0.1 | LR | [5 empty] | 3 | [12 empty] | /mL
Kreske 2006 Evaluation of chlorine, chlorine dioxide, and a peroxyacetic acid-based sanitizer for effectiveness in killing Bacillus cereus and Bacillus thuringiensis spores in suspensions, on the surface of stainless steel, and on apples |  | Liquid Suspension |  | 10000000 |  |  | 5 | mL | 5e-06 | m^3 |  |  |  | 25 | ug/L |  |  | 1 | 23 |  | 50 | aqueous suspension | time until neutralization | 5 | 4 |  | 0.27 | LR | [5 empty] | 3 | [12 empty] | /mL
Kreske 2006 Evaluation of chlorine, chlorine dioxide, and a peroxyacetic acid-based sanitizer for effectiveness in killing Bacillus cereus and Bacillus thuringiensis spores in suspensions, on the surface of stainless steel, and on apples |  | Liquid Suspension |  | 10000000 |  |  | 5 | mL | 5e-06 | m^3 |  |  |  | 50 | ug/L |  |  | 1 | 23 |  | 50 | aqueous suspension | time until neutralization | 5 | 4 |  | 0.89 | LR | [5 empty] | 3 | [12 empty] | /mL
Kreske 2006 Evaluation of chlorine, chlorine dioxide, and a peroxyacetic acid-based sanitizer for effectiveness in killing Bacillus cereus and Bacillus thuringiensis spores in suspensions, on the surface of stainless steel, and on apples |  | Liquid Suspension |  | 10000000 |  |  | 5 | mL | 5e-06 | m^3 |  |  |  | 75 | ug/L |  |  | 1 | 23 |  | 50 | aqueous suspension | time until neutralization | 5 | 4 |  | 3.65 | LR | [5 empty] | 3 | [12 empty] | /mL
Kreske 2006 Evaluation of chlorine, chlorine dioxide, and a peroxyacetic acid-based sanitizer for effectiveness in killing Bacillus cereus and Bacillus thuringiensis spores in suspensions, on the surface of stainless steel, and on apples |  | Liquid Suspension |  | 10000000 |  |  | 5 | mL | 5e-06 | m^3 |  |  |  | 10 | ug/L |  |  | 1 | 23 |  | 50 | aqueous suspension | time until neutralization | 5 | 4 |  | 0.09 | LR | [5 empty] | 3 | [12 empty] | /mL
Kreske 2006 Evaluation of chlorine, chlorine dioxide, and a peroxyacetic acid-based sanitizer for effectiveness in killing Bacillus cereus and Bacillus thuringiensis spores in suspensions, on the surface of stainless steel, and on apples |  | Liquid Suspension |  | 10000000 |  |  | 5 | mL | 5e-06 | m^3 |  |  |  | 25 | ug/L |  |  | 1 | 23 |  | 50 | aqueous suspension | time until neutralization | 5 | 4 |  | 0.24 | LR | [5 empty] | 3 | [12 empty] | /mL
Kreske 2006 Evaluation of chlorine, chlorine dioxide, and a peroxyacetic acid-based sanitizer for effectiveness in killing Bacillus cereus and Bacillus thuringiensis spores in suspensions, on the surface of stainless steel, and on apples |  | Liquid Suspension |  | 10000000 |  |  | 5 | mL | 5e-06 | m^3 |  |  |  | 50 | ug/L |  |  | 1 | 23 |  | 50 | aqueous suspension | time until neutralization | 5 | 4 |  | 1.33 | LR | [5 empty] | 3 | [12 empty] | /mL
Kreske 2006 Evaluation of chlorine, chlorine dioxide, and a peroxyacetic acid-based sanitizer for effectiveness in killing Bacillus cereus and Bacillus thuringiensis spores in suspensions, on the surface of stainless steel, and on apples |  | Liquid Suspension |  | 10000000 |  |  | 5 | mL | 5e-06 | m^3 |  |  |  | 75 | ug/L |  |  | 1 | 23 |  | 50 | aqueous suspension | time until neutralization | 5 | 4 |  | 4.15 | LR | [5 empty] | 3 | [12 empty] | /mL
Kreske 2006 Evaluation of chlorine, chlorine dioxide, and a peroxyacetic acid-based sanitizer for effectiveness in killing Bacillus cereus and Bacillus thuringiensis spores in suspensions, on the surface of stainless steel, and on apples |  | Liquid Suspension |  | 10000000 |  |  | 5 | mL | 5e-06 | m^3 |  |  |  | 10 | ug/L |  |  | 1 | 23 |  | 50 | aqueous suspension | time until neutralization | 5 | 4 |  | 0.15 | LR | [5 empty] | 3 | [12 empty] | /mL
Kreske 2006 Evaluation of chlorine, chlorine dioxide, and a peroxyacetic acid-based sanitizer for effectiveness in killing Bacillus cereus and Bacillus thuringiensis spores in suspensions, on the surface of stainless steel, and on apples |  | Liquid Suspension |  | 10000000 |  |  | 5 | mL | 5e-06 | m^3 |  |  |  | 25 | ug/L |  |  | 1 | 23 |  | 50 | aqueous suspension | time until neutralization | 5 | 4 |  | 0.14 | LR | [5 empty] | 3 | [12 empty] | /mL
Kreske 2006 Evaluation of chlorine, chlorine dioxide, and a peroxyacetic acid-based sanitizer for effectiveness in killing Bacillus cereus and Bacillus thuringiensis spores in suspensions, on the surface of stainless steel, and on apples |  | Liquid Suspension |  | 10000000 |  |  | 5 | mL | 5e-06 | m^3 |  |  |  | 50 | ug/L |  |  | 1 | 23 |  | 50 | aqueous suspension | time until neutralization | 5 | 4 |  | 0.84 | LR | [5 empty] | 3 | [12 empty] | /mL
Kreske 2006 Evaluation of chlorine, chlorine dioxide, and a peroxyacetic acid-based sanitizer for effectiveness in killing Bacillus cereus and Bacillus thuringiensis spores in suspensions, on the surface of stainless steel, and on apples |  | Liquid Suspension |  | 10000000 |  |  | 5 | mL | 5e-06 | m^3 |  |  |  | 75 | ug/L |  |  | 1 | 23 |  | 50 | aqueous suspension | time until neutralization | 5 | 4 |  | 2.73 | LR | [5 empty] | 3 | [12 empty] | /mL
Kreske 2006 Evaluation of chlorine, chlorine dioxide, and a peroxyacetic acid-based sanitizer for effectiveness in killing Bacillus cereus and Bacillus thuringiensis spores in suspensions, on the surface of stainless steel, and on apples |  | Liquid Suspension |  | 10000000 |  |  | 5 | mL | 5e-06 | m^3 |  |  |  | 40 | ug/L |  |  | 1 | 23 |  | 50 | aqueous suspension | time until neutralization | 5 | 4 |  | 0.05 | LR | [5 empty] | 3 | [12 empty] | /mL
Kreske 2006 Evaluation of chlorine, chlorine dioxide, and a peroxyacetic acid-based sanitizer for effectiveness in killing Bacillus cereus and Bacillus thuringiensis spores in suspensions, on the surface of stainless steel, and on apples |  | Liquid Suspension |  | 10000000 |  |  | 5 | mL | 5e-06 | m^3 |  |  |  | 80 | ug/L |  |  | 1 | 23 |  | 50 | aqueous suspension | time until neutralization | 5 | 4 |  | 0 | LR | [5 empty] | 3 | [12 empty] | /mL
Kreske 2006 Evaluation of chlorine, chlorine dioxide, and a peroxyacetic acid-based sanitizer for effectiveness in killing Bacillus cereus and Bacillus thuringiensis spores in suspensions, on the surface of stainless steel, and on apples |  | Liquid Suspension |  | 10000000 |  |  | 5 | mL | 5e-06 | m^3 |  |  |  | 40 | ug/L |  |  | 1 | 23 |  | 50 | aqueous suspension | time until neutralization | 5 | 4 |  | -0.03 | LR | [5 empty] | 3 | [12 empty] | /mL
Kreske 2006 Evaluation of chlorine, chlorine dioxide, and a peroxyacetic acid-based sanitizer for effectiveness in killing Bacillus cereus and Bacillus thuringiensis spores in suspensions, on the surface of stainless steel, and on apples |  | Liquid Suspension |  | 10000000 |  |  | 5 | mL | 5e-06 | m^3 |  |  |  | 80 | ug/L |  |  | 1 | 23 |  | 50 | aqueous suspension | time until neutralization | 5 | 4 |  | -0.02 | LR | [5 empty] | 3 | [12 empty] | /mL
Kreske 2006 Evaluation of chlorine, chlorine dioxide, and a peroxyacetic acid-based sanitizer for effectiveness in killing Bacillus cereus and Bacillus thuringiensis spores in suspensions, on the surface of stainless steel, and on apples |  | Liquid Suspension |  | 10000000 |  |  | 5 | mL | 5e-06 | m^3 |  |  |  | 40 | ug/L |  |  | 1 | 23 |  | 50 | aqueous suspension | time until neutralization | 5 | 4 |  | 0.03 | LR | [5 empty] | 3 | [12 empty] | /mL
Kreske 2006 Evaluation of chlorine, chlorine dioxide, and a peroxyacetic acid-based sanitizer for effectiveness in killing Bacillus cereus and Bacillus thuringiensis spores in suspensions, on the surface of stainless steel, and on apples |  | Liquid Suspension |  | 10000000 |  |  | 5 | mL | 5e-06 | m^3 |  |  |  | 80 | ug/L |  |  | 1 | 23 |  | 50 | aqueous suspension | time until neutralization | 5 | 4 |  | 0.02 | LR | [5 empty] | 3 | [12 empty] | /mL
Kreske 2006 Evaluation of chlorine, chlorine dioxide, and a peroxyacetic acid-based sanitizer for effectiveness in killing Bacillus cereus and Bacillus thuringiensis spores in suspensions, on the surface of stainless steel, and on apples |  | Liquid Suspension |  | 10000000 |  |  | 5 | mL | 5e-06 | m^3 |  |  |  | 40 | ug/L |  |  | 1 | 23 |  | 50 | aqueous suspension | time until neutralization | 5 | 2 |  | -0.01 | LR | [5 empty] | 3 | [12 empty] | /mL
Kreske 2006 Evaluation of chlorine, chlorine dioxide, and a peroxyacetic acid-based sanitizer for effectiveness in killing Bacillus cereus and Bacillus thuringiensis spores in suspensions, on the surface of stainless steel, and on apples |  | Liquid Suspension |  | 10000000 |  |  | 5 | mL | 5e-06 | m^3 |  |  |  | 80 | ug/L |  |  | 1 | 23 |  | 50 | aqueous suspension | time until neutralization | 5 | 2 |  | 0.06 | LR | [5 empty] | 3 | [12 empty] | /mL
Kreske 2006 Evaluation of chlorine, chlorine dioxide, and a peroxyacetic acid-based sanitizer for effectiveness in killing Bacillus cereus and Bacillus thuringiensis spores in suspensions, on the surface of stainless steel, and on apples |  | Liquid Suspension |  | 10000000 |  |  | 5 | mL | 5e-06 | m^3 |  |  |  | 40 | ug/L |  |  | 1 | 23 |  | 50 | aqueous suspension | time until neutralization | 5 | 2 |  | -0.09 | LR | [5 empty] | 3 | [12 empty] | /mL
Kreske 2006 Evaluation of chlorine, chlorine dioxide, and a peroxyacetic acid-based sanitizer for effectiveness in killing Bacillus cereus and Bacillus thuringiensis spores in suspensions, on the surface of stainless steel, and on apples |  | Liquid Suspension |  | 10000000 |  |  | 5 | mL | 5e-06 | m^3 |  |  |  | 80 | ug/L |  |  | 1 | 23 |  | 50 | aqueous suspension | time until neutralization | 5 | 4 |  | -0.12 | LR | [5 empty] | 3 | [12 empty] | /mL
Kreske 2006 Evaluation of chlorine, chlorine dioxide, and a peroxyacetic acid-based sanitizer for effectiveness in killing Bacillus cereus and Bacillus thuringiensis spores in suspensions, on the surface of stainless steel, and on apples |  | Liquid Suspension |  | 10000000 |  |  | 5 | mL | 5e-06 | m^3 |  |  |  | 40 | ug/L |  |  | 1 | 23 |  | 50 | aqueous suspension | time until neutralization | 5 | 4 |  | 0.06 | LR | [5 empty] | 3 | [12 empty] | /mL
Kreske 2006 Evaluation of chlorine, chlorine dioxide, and a peroxyacetic acid-based sanitizer for effectiveness in killing Bacillus cereus and Bacillus thuringiensis spores in suspensions, on the surface of stainless steel, and on apples |  | Liquid Suspension |  | 10000000 |  |  | 5 | mL | 5e-06 | m^3 |  |  |  | 80 | ug/L |  |  | 1 | 23 |  | 50 | aqueous suspension | time until neutralization | 5 | 4 |  | 0.16 | LR | [5 empty] | 3 | [12 empty] | /mL
March 2012 The differential susceptibility of spores from virulent and attenuated Bacillus anthracis strains to aldehyde- and hypochlorite-based disinfectants |  | Liquid Suspension | CFU | 10000000 |  |  | 10 | mL | 1e-05 | m^3 | no rinsate |  |  | 0.5 | wt% |  |  | water bath | 20 |  | 50 | aqueous solution | time in suspension | 0.14859 | 2 |  | 0.17749 | LR | smaller than pts | error bars not defined |  |  |  | 3 | [12 empty] | /mL
March 2012 The differential susceptibility of spores from virulent and attenuated Bacillus anthracis strains to aldehyde- and hypochlorite-based disinfectants |  | Liquid Suspension | CFU | 10000000 |  |  | 10 | mL | 1e-05 | m^3 | no rinsate |  |  | 0.5 | wt% |  |  | water bath | 20 |  | 50 | aqueous solution | time in suspension | 5.0215 | 2 |  | 0.26407 | LR | smaller than pts | error bars not defined |  |  |  | 3 | [12 empty] | /mL
March 2012 The differential susceptibility of spores from virulent and attenuated Bacillus anthracis strains to aldehyde- and hypochlorite-based disinfectants |  | Liquid Suspension | CFU | 10000000 |  |  | 10 | mL | 1e-05 | m^3 | no rinsate |  |  | 0.5 | wt% |  |  | water bath | 20 |  | 50 | aqueous solution | time in suspension | 10.0874 | 2 |  | 1.303 | LR | smaller than pts | error bars not defined |  |  |  | 3 | [12 empty] | /mL
March 2012 The differential susceptibility of spores from virulent and attenuated Bacillus anthracis strains to aldehyde- and hypochlorite-based disinfectants |  | Liquid Suspension | CFU | 10000000 |  |  | 10 | mL | 1e-05 | m^3 | no rinsate |  |  | 0.5 | wt% |  |  | water bath | 20 |  | 50 | aqueous solution | time in suspension | 14.9395 | 4 |  | 2.9048 | LR | smaller than pts | error bars not defined |  |  |  | 3 | [12 empty] | /mL
March 2012 The differential susceptibility of spores from virulent and attenuated Bacillus anthracis strains to aldehyde- and hypochlorite-based disinfectants |  | Liquid Suspension | CFU | 10000000 |  |  | 10 | mL | 1e-05 | m^3 | no rinsate |  |  | 0.5 | wt% |  |  | water bath | 20 |  | 50 | aqueous solution | time in suspension | 20.0782 | 4 |  | 3.6407 | LR | smaller than pts | error bars not defined |  |  |  | 3 | [12 empty] | /mL
March 2012 The differential susceptibility of spores from virulent and attenuated Bacillus anthracis strains to aldehyde- and hypochlorite-based disinfectants |  | Liquid Suspension | CFU | 10000000 |  |  | 10 | mL | 1e-05 | m^3 | no rinsate |  |  | 0.5 | wt% |  |  | water bath | 20 |  | 50 | aqueous solution | time in suspension | 5.0186 | 4 |  | 0.48052 | LR | smaller than pts | error bars not defined |  |  |  | 3 | [12 empty] | /mL
March 2012 The differential susceptibility of spores from virulent and attenuated Bacillus anthracis strains to aldehyde- and hypochlorite-based disinfectants |  | Liquid Suspension | CFU | 10000000 |  |  | 10 | mL | 1e-05 | m^3 | no rinsate |  |  | 0.5 | wt% |  |  | water bath | 20 |  | 50 | aqueous solution | time in suspension | 10.0898 | 2 |  | 1.1299 | LR | smaller than pts | error bars not defined |  |  |  | 3 | [12 empty] | /mL
March 2012 The differential susceptibility of spores from virulent and attenuated Bacillus anthracis strains to aldehyde- and hypochlorite-based disinfectants |  | Liquid Suspension | CFU | 10000000 |  |  | 10 | mL | 1e-05 | m^3 | no rinsate |  |  | 0.5 | wt% |  |  | water bath | 20 |  | 50 | aqueous solution | time in suspension | 15.0189 | 2 |  | 2.1255 | LR | smaller than pts | error bars not defined |  |  |  | 3 | [12 empty] | /mL
March 2012 The differential susceptibility of spores from virulent and attenuated Bacillus anthracis strains to aldehyde- and hypochlorite-based disinfectants |  | Liquid Suspension | CFU | 10000000 |  |  | 10 | mL | 1e-05 | m^3 | no rinsate |  |  | 0.5 | wt% |  |  | water bath | 20 |  | 50 | aqueous solution | time in suspension | 20.0137 | 2 |  | 3.3377 | LR | smaller than pts | error bars not defined |  |  |  | 3 | [12 empty] | /mL
March 2012 The differential susceptibility of spores from virulent and attenuated Bacillus anthracis strains to aldehyde- and hypochlorite-based disinfectants |  | Liquid Suspension | CFU | 10000000 |  |  | 10 | mL | 1e-05 | m^3 | no rinsate |  |  | 0.5 | wt% |  |  | water bath | 20 |  | 50 | aqueous solution | time in suspension | 10.0915 | 2 |  | 1 | LR | smaller than pts | error bars not defined |  |  |  | 3 | [12 empty] | /mL
March 2012 The differential susceptibility of spores from virulent and attenuated Bacillus anthracis strains to aldehyde- and hypochlorite-based disinfectants |  | Liquid Suspension | CFU | 10000000 |  |  | 10 | mL | 1e-05 | m^3 | no rinsate |  |  | 0.5 | wt% |  |  | water bath | 20 |  | 50 | aqueous solution | time in suspension | 15.0156 | 2 |  | 2.3636 | LR | smaller than pts | error bars not defined |  |  |  | 3 | [12 empty] | /mL
March 2012 The differential susceptibility of spores from virulent and attenuated Bacillus anthracis strains to aldehyde- and hypochlorite-based disinfectants |  | Liquid Suspension | CFU | 10000000 |  |  | 10 | mL | 1e-05 | m^3 | no rinsate |  |  | 0.5 | wt% |  |  | water bath | 20 |  | 50 | aqueous solution | time in suspension | 19.9462 | 2 |  | 3.2511 | LR | smaller than pts | error bars not defined |  |  |  | 3 | [12 empty] | /mL
March 2012 The differential susceptibility of spores from virulent and attenuated Bacillus anthracis strains to aldehyde- and hypochlorite-based disinfectants |  | Liquid Suspension | CFU | 10000000 |  |  | 10 | mL | 1e-05 | m^3 | no rinsate |  |  | 0.5 | wt% |  |  | water bath | 20 |  | 50 | aqueous solution | time in suspension | 10.1575 | 2 |  | 1.1948 | LR | smaller than pts | error bars not defined |  |  |  | 3 | [12 empty] | /mL
March 2012 The differential susceptibility of spores from virulent and attenuated Bacillus anthracis strains to aldehyde- and hypochlorite-based disinfectants |  | Liquid Suspension | CFU | 10000000 |  |  | 10 | mL | 1e-05 | m^3 | no rinsate |  |  | 0.5 | wt% |  |  | water bath | 20 |  | 50 | aqueous solution | time in suspension | 15.007 | 1 |  | 2.9913 | LR | smaller than pts | error bars not defined |  |  |  | 3 | [12 empty] | /mL
March 2012 The differential susceptibility of spores from virulent and attenuated Bacillus anthracis strains to aldehyde- and hypochlorite-based disinfectants |  | Liquid Suspension | CFU | 10000000 |  |  | 10 | mL | 1e-05 | m^3 | no rinsate |  |  | 0.5 | wt% |  |  | water bath | 20 |  | 50 | aqueous solution | time in suspension | 24.9434 | 1 |  | 4.29 | LR | smaller than pts | error bars not defined |  |  |  | 3 | [12 empty] | /mL
March 2012 The differential susceptibility of spores from virulent and attenuated Bacillus anthracis strains to aldehyde- and hypochlorite-based disinfectants |  | Liquid Suspension | CFU | 10000000 |  |  | 10 | mL | 1e-05 | m^3 | no rinsate |  |  | 1.5 | % ambiguous |  |  | water bath | 20 |  | 50 | aqueous solution | time in suspension | 0 | 1 |  | -0.041667 | LR | smaller than pts | error bars not defined |  |  |  | 3 | [12 empty] | /mL
March 2012 The differential susceptibility of spores from virulent and attenuated Bacillus anthracis strains to aldehyde- and hypochlorite-based disinfectants |  | Liquid Suspension | CFU | 10000000 |  |  | 10 | mL | 1e-05 | m^3 | no rinsate |  |  | 1.5 | % ambiguous |  |  | water bath | 20 |  | 50 | aqueous solution | time in suspension | 4.9084 | 1 |  | 0.14636 | LR | smaller than pts | error bars not defined |  |  |  | 3 | [12 empty] | /mL
March 2012 The differential susceptibility of spores from virulent and attenuated Bacillus anthracis strains to aldehyde- and hypochlorite-based disinfectants |  | Liquid Suspension | CFU | 10000000 |  |  | 10 | mL | 1e-05 | m^3 | no rinsate |  |  | 1.5 | % ambiguous |  |  | water bath | 20 |  | 50 | aqueous solution | time in suspension | 10.0366 | 1 |  | 1.3762 | LR | smaller than pts | error bars not defined |  |  |  | 3 | [12 empty] | /mL
March 2012 The differential susceptibility of spores from virulent and attenuated Bacillus anthracis strains to aldehyde- and hypochlorite-based disinfectants |  | Liquid Suspension | CFU | 10000000 |  |  | 10 | mL | 1e-05 | m^3 | no rinsate |  |  | 1.5 | % ambiguous |  |  | water bath | 20 |  | 50 | aqueous solution | time in suspension | 15.0183 | 1 |  | 2.5133 | LR | smaller than pts | error bars not defined |  |  |  | 3 | [12 empty] | /mL
March 2012 The differential susceptibility of spores from virulent and attenuated Bacillus anthracis strains to aldehyde- and hypochlorite-based disinfectants |  | Liquid Suspension | CFU | 10000000 |  |  | 10 | mL | 1e-05 | m^3 | no rinsate |  |  | 1.5 | % ambiguous |  |  | water bath | 20 |  | 50 | aqueous solution | time in suspension | 20 | 1 |  | 4.0208 | LR | smaller than pts | error bars not defined |  |  |  | 3 | [12 empty] | /mL
March 2012 The differential susceptibility of spores from virulent and attenuated Bacillus anthracis strains to aldehyde- and hypochlorite-based disinfectants |  | Liquid Suspension | CFU | 10000000 |  |  | 10 | mL | 1e-05 | m^3 | no rinsate |  |  | 1.5 | % ambiguous |  |  | water bath | 20 |  | 50 | aqueous solution | time in suspension | 5.0549 | 1 |  | 0.95663 | LR | smaller than pts | error bars not defined |  |  |  | 3 | [12 empty] | /mL
March 2012 The differential susceptibility of spores from virulent and attenuated Bacillus anthracis strains to aldehyde- and hypochlorite-based disinfectants |  | Liquid Suspension | CFU | 10000000 |  |  | 10 | mL | 1e-05 | m^3 | no rinsate |  |  | 1.5 | % ambiguous |  |  | water bath | 20 |  | 50 | aqueous solution | time in suspension | 9.8901 | 1 |  | 2.8576 | LR | smaller than pts | error bars not defined |  |  |  | 3 | [12 empty] | /mL
March 2012 The differential susceptibility of spores from virulent and attenuated Bacillus anthracis strains to aldehyde- and hypochlorite-based disinfectants |  | Liquid Suspension | CFU | 10000000 |  |  | 10 | mL | 1e-05 | m^3 | no rinsate |  |  | 1.5 | % ambiguous |  |  | water bath | 20 |  | 50 | aqueous solution | time in suspension | 14.8718 | 1 |  | 3.8095 | LR | smaller than pts | error bars not defined |  |  |  | 3 | [12 empty] | /mL
March 2012 The differential susceptibility of spores from virulent and attenuated Bacillus anthracis strains to aldehyde- and hypochlorite-based disinfectants |  | Liquid Suspension | CFU | 10000000 |  |  | 10 | mL | 1e-05 | m^3 | no rinsate |  |  | 1.5 | % ambiguous |  |  | water bath | 20 |  | 50 | aqueous solution | time in suspension | 20 | 1 |  | 3.8356 | LR | smaller than pts | error bars not defined |  |  |  | 3 | [12 empty] | /mL
March 2012 The differential susceptibility of spores from virulent and attenuated Bacillus anthracis strains to aldehyde- and hypochlorite-based disinfectants |  | Liquid Suspension | CFU | 10000000 |  |  | 10 | mL | 1e-05 | m^3 | no rinsate |  |  | 1.5 | % ambiguous |  |  | water bath | 20 |  | 50 | aqueous solution | time in suspension | 5.0329 | 1 |  | 0.056604 | LR | smaller than pts | error bars not defined |  |  |  | 3 | [12 empty] | /mL
March 2012 The differential susceptibility of spores from virulent and attenuated Bacillus anthracis strains to aldehyde- and hypochlorite-based disinfectants |  | Liquid Suspension | CFU | 10000000 |  |  | 10 | mL | 1e-05 | m^3 | no rinsate |  |  | 1.5 | % ambiguous |  |  | water bath | 20 |  | 50 | aqueous solution | time in suspension | 9.9625 | 1 |  | 1 | LR | smaller than pts | error bars not defined |  |  |  | 3 | [12 empty] | /mL
March 2012 The differential susceptibility of spores from virulent and attenuated Bacillus anthracis strains to aldehyde- and hypochlorite-based disinfectants |  | Liquid Suspension | CFU | 10000000 |  |  | 10 | mL | 1e-05 | m^3 | no rinsate |  |  | 1.5 | % ambiguous |  |  | water bath | 20 |  | 50 | aqueous solution | time in suspension | 20.0322 | 1 |  | 3.8538 | LR | smaller than pts | error bars not defined |  |  |  | 3 | [12 empty] | /mL
March 2012 The differential susceptibility of spores from virulent and attenuated Bacillus anthracis strains to aldehyde- and hypochlorite-based disinfectants |  | Liquid Suspension | CFU | 10000000 |  |  | 10 | mL | 1e-05 | m^3 | no rinsate |  |  | 1.5 | % ambiguous |  |  | water bath | 20 |  | 50 | aqueous solution | time in suspension | 9.9634 | 1 |  | 1.0521 | LR | smaller than pts | error bars not defined |  |  |  | 3 | [12 empty] | /mL
March 2012 The differential susceptibility of spores from virulent and attenuated Bacillus anthracis strains to aldehyde- and hypochlorite-based disinfectants |  | Liquid Suspension | CFU | 10000000 |  |  | 10 | mL | 1e-05 | m^3 | no rinsate |  |  | 1.5 | % ambiguous |  |  | water bath | 20 |  | 50 | aqueous solution | time in suspension | 20 | 1 |  | 2.5394 | LR | smaller than pts | error bars not defined |  |  |  | 3 | [12 empty] | /mL
March 2012 The differential susceptibility of spores from virulent and attenuated Bacillus anthracis strains to aldehyde- and hypochlorite-based disinfectants |  | Liquid Suspension | CFU | 10000000 |  |  | 10 | mL | 1e-05 | m^3 | no rinsate |  |  | 1.5 | % ambiguous |  |  | water bath | 20 |  | 50 | aqueous solution | time in suspension | 30.1099 | 1 |  | 3.5869 | LR | smaller than pts | error bars not defined |  |  |  | 3 | [12 empty] | /mL
March 2012 The differential susceptibility of spores from virulent and attenuated Bacillus anthracis strains to aldehyde- and hypochlorite-based disinfectants |  | Liquid Suspension | CFU | 10000000 |  |  | 10 | mL | 1e-05 | m^3 | no rinsate |  |  | 1.5 | % ambiguous |  |  | water bath | 20 |  | 50 | aqueous solution | time in suspension | 40 | 1 |  | 4.912 | LR | smaller than pts | error bars not defined |  |  |  | 3 | [12 empty] | /mL
March 2012 The differential susceptibility of spores from virulent and attenuated Bacillus anthracis strains to aldehyde- and hypochlorite-based disinfectants |  | Liquid Suspension | CFU | 10000000 |  |  | 10 | mL | 1e-05 | m^3 | no rinsate |  |  | 0.3 | % ambiguous |  |  | water bath | 20 |  | 50 | aqueous solution | time in suspension | 0.55343 | 1 |  | 0.017857 | LR | smaller than pts | error bars not defined |  |  |  | 3 | [12 empty] | /mL
March 2012 The differential susceptibility of spores from virulent and attenuated Bacillus anthracis strains to aldehyde- and hypochlorite-based disinfectants |  | Liquid Suspension | CFU | 10000000 |  |  | 10 | mL | 1e-05 | m^3 | no rinsate |  |  | 0.3 | % ambiguous |  |  | water bath | 20 |  | 50 | aqueous solution | time in suspension | 30.4916 | 1 |  | 0.93304 | LR | smaller than pts | error bars not defined |  |  |  | 3 | [12 empty] | /mL
March 2012 The differential susceptibility of spores from virulent and attenuated Bacillus anthracis strains to aldehyde- and hypochlorite-based disinfectants |  | Liquid Suspension | CFU | 100000000 |  |  | 10 | mL | 1e-05 | m^3 | no rinsate |  |  | 0.3 | % ambiguous |  |  | water bath | 20 |  | 50 | aqueous solution | time in suspension | 60.6749 | 1 |  | 1.9821 | LR | smaller than pts | error bars not defined |  |  |  | 3 | [12 empty] | /mL
March 2012 The differential susceptibility of spores from virulent and attenuated Bacillus anthracis strains to aldehyde- and hypochlorite-based disinfectants |  | Liquid Suspension | CFU | 100000000 |  |  | 10 | mL | 1e-05 | m^3 | no rinsate |  |  | 0.3 | % ambiguous |  |  | water bath | 20 |  | 50 | aqueous solution | time in suspension | 90.3465 | 1 |  | 3.1875 | LR | smaller than pts | error bars not defined |  |  |  | 3 | [12 empty] | /mL
March 2012 The differential susceptibility of spores from virulent and attenuated Bacillus anthracis strains to aldehyde- and hypochlorite-based disinfectants |  | Liquid Suspension | CFU | 1000000 |  |  | 10 | mL | 1e-05 | m^3 | no rinsate |  |  | 0.3 | % ambiguous |  |  | water bath | 20 |  | 50 | aqueous solution | time in suspension | 120.0304 | 1 |  | 4.1473 | LR | smaller than pts | error bars not defined |  |  |  | 3 | [12 empty] | /mL
March 2012 The differential susceptibility of spores from virulent and attenuated Bacillus anthracis strains to aldehyde- and hypochlorite-based disinfectants |  | Liquid Suspension | CFU | 1000000 |  |  | 10 | mL | 1e-05 | m^3 | no rinsate |  |  | 0.3 | % ambiguous |  |  | water bath | 20 |  | 50 | aqueous solution | time in suspension | 30.4679 | 1 |  | 1.4018 | LR | smaller than pts | error bars not defined |  |  |  | 3 | [12 empty] | /mL
March 2012 The differential susceptibility of spores from virulent and attenuated Bacillus anthracis strains to aldehyde- and hypochlorite-based disinfectants |  | Liquid Suspension | CFU | 1900 |  |  | 10 | mL | 1e-05 | m^3 | no rinsate |  |  | 0.3 | % ambiguous |  |  | water bath | 20 |  | 50 | aqueous solution | time in suspension | 60.3858 | 1 |  | 2.7187 | LR | smaller than pts | error bars not defined |  |  |  | 3 | [12 empty] | /mL
March 2012 The differential susceptibility of spores from virulent and attenuated Bacillus anthracis strains to aldehyde- and hypochlorite-based disinfectants |  | Liquid Suspension | CFU | 1900 |  |  | 10 | mL | 1e-05 | m^3 | no rinsate |  |  | 0.3 | % ambiguous |  |  | water bath | 20 |  | 50 | aqueous solution | time in suspension | 90.072 | 1 |  | 3.6339 | LR | smaller than pts | error bars not defined |  |  |  | 3 | [12 empty] | /mL
March 2012 The differential susceptibility of spores from virulent and attenuated Bacillus anthracis strains to aldehyde- and hypochlorite-based disinfectants |  | Liquid Suspension | CFU | 1900 |  |  | 10 | mL | 1e-05 | m^3 | no rinsate |  |  | 0.3 | % ambiguous |  |  | water bath | 20 |  | 50 | aqueous solution | time in suspension | 120.0191 | 1 |  | 4.3705 | LR | smaller than pts | error bars not defined |  |  |  | 3 | [12 empty] | /mL
March 2012 The differential susceptibility of spores from virulent and attenuated Bacillus anthracis strains to aldehyde- and hypochlorite-based disinfectants |  | Liquid Suspension | CFU | 1900 |  |  | 10 | mL | 1e-05 | m^3 | no rinsate |  |  | 0.3 | % ambiguous |  |  | water bath | 20 |  | 50 | aqueous solution | time in suspension | 30.5129 | 1 |  | 0.50893 | LR | smaller than pts | error bars not defined |  |  |  | 3 | [12 empty] | /mL
March 2012 The differential susceptibility of spores from virulent and attenuated Bacillus anthracis strains to aldehyde- and hypochlorite-based disinfectants |  | Liquid Suspension | CFU | 1900 |  |  | 10 | mL | 1e-05 | m^3 | no rinsate |  |  | 0.3 | % ambiguous |  |  | water bath | 20 |  | 50 | aqueous solution | time in suspension | 60.4319 | 1 |  | 1.8036 | LR | smaller than pts | error bars not defined |  |  |  | 3 | [12 empty] | /mL
March 2012 The differential susceptibility of spores from virulent and attenuated Bacillus anthracis strains to aldehyde- and hypochlorite-based disinfectants |  | Liquid Suspension | CFU | 1900 |  |  | 10 | mL | 1e-05 | m^3 | no rinsate |  |  | 0.3 | % ambiguous |  |  | water bath | 20 |  | 50 | aqueous solution | time in suspension | 75.5174 | 1 |  | 2.4509 | LR | smaller than pts | error bars not defined |  |  |  | 3 | [12 empty] | /mL
March 2012 The differential susceptibility of spores from virulent and attenuated Bacillus anthracis strains to aldehyde- and hypochlorite-based disinfectants |  | Liquid Suspension | CFU | 1900 |  |  | 10 | mL | 1e-05 | m^3 | no rinsate |  |  | 0.3 | % ambiguous |  |  | water bath | 20 |  | 50 | aqueous solution | time in suspension | 89.8583 | 1 |  | 2.875 | LR | smaller than pts | error bars not defined |  |  |  | 3 | [12 empty] | /mL
March 2012 The differential susceptibility of spores from virulent and attenuated Bacillus anthracis strains to aldehyde- and hypochlorite-based disinfectants |  | Liquid Suspension | CFU | 1900 |  |  | 10 | mL | 1e-05 | m^3 | no rinsate |  |  | 0.3 | % ambiguous |  |  | water bath | 20 |  | 50 | aqueous solution | time in suspension | 40.5714 | 1 |  | 0.91071 | LR | smaller than pts | error bars not defined |  |  |  | 3 | [12 empty] | /mL
March 2012 The differential susceptibility of spores from virulent and attenuated Bacillus anthracis strains to aldehyde- and hypochlorite-based disinfectants |  | Liquid Suspension | CFU | 1900 |  |  | 10 | mL | 1e-05 | m^3 | no rinsate |  |  | 0.3 | % ambiguous |  |  | water bath | 20 |  | 50 | aqueous solution | time in suspension | 80.3003 | 1 |  | 2.5402 | LR | smaller than pts | error bars not defined |  |  |  | 3 | [12 empty] | /mL
March 2012 The differential susceptibility of spores from virulent and attenuated Bacillus anthracis strains to aldehyde- and hypochlorite-based disinfectants |  | Liquid Suspension | CFU | 1900 |  |  | 10 | mL | 1e-05 | m^3 | no rinsate |  |  | 0.3 | % ambiguous |  |  | water bath | 20 |  | 50 | aqueous solution | time in suspension | 120.0709 | 1 |  | 3.3437 | LR | smaller than pts | error bars not defined |  |  |  | 3 | [12 empty] | /mL
March 2012 The differential susceptibility of spores from virulent and attenuated Bacillus anthracis strains to aldehyde- and hypochlorite-based disinfectants |  | Liquid Suspension | CFU | 1900 |  |  | 10 | mL | 1e-05 | m^3 | no rinsate |  |  | 0.3 | % ambiguous |  |  | water bath | 20 |  | 50 | aqueous solution | time in suspension | 160.351 | 1 |  | 4.0357 | LR | smaller than pts | error bars not defined |  |  |  | 3 | [12 empty] | /mL
Grover,2012,Laccase- and chloroperoxidase-notube paint composites with bactericidal and sporicidal activity |  | Liquid Suspension | CFU/mL | 1900 | [9 empty] | 0.8 | % |  |  |  | 25 |  | 50 | aqueous paint mixture | steady-state conditions | 114 | 1 |  | 0.98 | %Kill |  | %Surv
Grover,2012,Laccase- and chloroperoxidase-notube paint composites with bactericidal and sporicidal activity |  | Liquid Suspension | CFU/mL | 700 | [9 empty] | 0.8 | % |  |  |  | 25 |  | 50 | aqueous paint mixture | steady-state conditions | 181 | 1 |  | 0.99 | %Kill |  | %Surv
Grover,2012,Laccase- and chloroperoxidase-notube paint composites with bactericidal and sporicidal activity |  | Liquid Suspension | CFU/mL | 700 | [9 empty] | 0.8 | % |  |  |  | 25 |  | 50 | aqueous paint mixture | steady-state conditions | 25 | 3 |  | 0.58 | %Kill | 2% | %Surv
Grover,2012,Laccase- and chloroperoxidase-notube paint composites with bactericidal and sporicidal activity |  | Liquid Suspension | CFU/mL | 700 | [9 empty] | 0.8 | % |  |  |  | 25 |  | 50 | aqueous paint mixture | steady-state conditions | 63 | 1 |  | 0.86 | %Kill |  | %Surv
Grover,2012,Laccase- and chloroperoxidase-notube paint composites with bactericidal and sporicidal activity |  | Liquid Suspension | CFU/mL | 700 | [9 empty] | 0.8 | % |  |  |  | 25 |  | 50 | aqueous paint mixture | steady-state conditions | 114 |  |  | 0.99 | %Kill |  | %Surv
Grover,2012,Laccase- and chloroperoxidase-notube paint composites with bactericidal and sporicidal activity |  | Liquid Suspension | CFU/mL | 700 | [9 empty] | 0.8 | % |  |  |  | 25 |  | 50 | aqueous paint mixture | steady-state conditions | 181 |  |  | 0.99 | %Kill |  | %Surv
Forsyth 2013 Enhanced Ictivation of Bacillus subtilis Spores during Solar Photolysis of Free Available Chlorine |  | Liquid Suspension | CFU/mL | 700 |  |  | 40 | mL | 4e-05 | m^3 | no rinsate |  | 2SE | 8.6 | FAC ppm (FAC mg/L) |  |  | thermostatted | 10 |  | 50 | phosphate buffer pH=8 | time immersed | 0.69169 |  |  | -0.018232 | LR |  | small error bars not clearly defined |  |  |  | 3 | [12 empty] | /mL
Forsyth 2013 Enhanced Ictivation of Bacillus subtilis Spores during Solar Photolysis of Free Available Chlorine |  | Liquid Suspension | CFU/mL | 700 |  |  | 40 | mL | 4e-05 | m^3 | no rinsate |  | 2SE | 8.6 | FAC ppm (FAC mg/L) |  |  | thermostatted | 10 |  | 50 | phosphate buffer pH=8 | time immersed | 4.8272 |  |  | 0.052588 | LR |  | small error bars not clearly defined |  |  |  | 3 | [12 empty] | /mL
Forsyth 2013 Enhanced Ictivation of Bacillus subtilis Spores during Solar Photolysis of Free Available Chlorine |  | Liquid Suspension | CFU/mL | 700 |  |  | 40 | mL | 4e-05 | m^3 | no rinsate |  | 2SE | 8.6 | FAC ppm (FAC mg/L) |  |  | thermostatted | 10 |  | 50 | phosphate buffer pH=8 | time immersed | 9.3288 |  |  | 0.1156 | LR |  | small error bars not clearly defined |  |  |  | 3 | [12 empty] | /mL
Forsyth 2013 Enhanced Ictivation of Bacillus subtilis Spores during Solar Photolysis of Free Available Chlorine |  | Liquid Suspension | CFU/mL | 700 |  |  | 40 | mL | 4e-05 | m^3 | no rinsate |  | 2SE | 8.6 | FAC ppm (FAC mg/L) |  |  | thermostatted | 10 |  | 50 | phosphate buffer pH=8 | time immersed | 13.956 |  |  | 0.13163 | LR |  | small error bars not clearly defined |  |  |  | 3 | [12 empty] | /mL
Forsyth 2013 Enhanced Ictivation of Bacillus subtilis Spores during Solar Photolysis of Free Available Chlorine |  | Liquid Suspension | CFU/mL | 700 |  |  | 40 | mL | 4e-05 | m^3 | no rinsate |  | 2SE | 8.6 | FAC ppm (FAC mg/L) |  |  | thermostatted | 10 |  | 50 | phosphate buffer pH=8 | time immersed | 18.8192 |  |  | 0.24167 | LR |  | small error bars not clearly defined |  |  |  | 3 | [12 empty] | /mL
Forsyth 2013 Enhanced Ictivation of Bacillus subtilis Spores during Solar Photolysis of Free Available Chlorine |  | Liquid Suspension | CFU/mL | 700 |  |  | 40 | mL | 4e-05 | m^3 | no rinsate |  | 2SE | 8.6 | FAC ppm (FAC mg/L) |  |  | thermostatted | 10 |  | 50 | phosphate buffer pH=8 | time immersed | 22.8342 |  |  | 0.29682 | LR |  | small error bars not clearly defined |  |  |  | 3 | [12 empty] | /mL
Forsyth 2013 Enhanced Ictivation of Bacillus subtilis Spores during Solar Photolysis of Free Available Chlorine |  | Liquid Suspension | CFU/mL | 700 |  |  | 40 | mL | 4e-05 | m^3 | no rinsate |  | 2SE | 8.6 | FAC ppm (FAC mg/L) |  |  | thermostatted | 10 |  | 50 | phosphate buffer pH=8 | time immersed | 27.311 |  |  | 0.66532 | LR |  | small error bars not clearly defined |  |  |  | 3 | [12 empty] | /mL
Forsyth 2013 Enhanced Ictivation of Bacillus subtilis Spores during Solar Photolysis of Free Available Chlorine |  | Liquid Suspension | CFU/mL | 700 |  |  | 40 | mL | 4e-05 | m^3 | no rinsate |  | 2SE | 8.6 | FAC ppm (FAC mg/L) |  |  | thermostatted | 10 |  | 50 | phosphate buffer pH=8 | time immersed | 31.678 |  |  | 0.88498 | LR |  | small error bars not clearly defined |  |  |  | 3 | [12 empty] | /mL
Forsyth 2013 Enhanced Ictivation of Bacillus subtilis Spores during Solar Photolysis of Free Available Chlorine |  | Liquid Suspension | CFU/mL | 700 |  |  | 40 | mL | 4e-05 | m^3 | no rinsate |  | 2SE | 8.6 | FAC ppm (FAC mg/L) |  |  | thermostatted | 10 |  | 50 | phosphate buffer pH=8 | time immersed | 36.1605 |  |  | 1.183 | LR |  | small error bars not clearly defined |  |  |  | 3 | [12 empty] | /mL
Forsyth 2013 Enhanced Ictivation of Bacillus subtilis Spores during Solar Photolysis of Free Available Chlorine |  | Liquid Suspension | CFU/mL | 700 |  |  | 40 | mL | 4e-05 | m^3 | no rinsate |  | 2SE | 8.6 | FAC ppm (FAC mg/L) |  |  | thermostatted | 10 |  | 50 | phosphate buffer pH=8 | time immersed | 40.6354 |  |  | 1.575 | LR |  | small error bars not clearly defined |  |  |  | 3 | [12 empty] | /mL
Forsyth 2013 Enhanced Ictivation of Bacillus subtilis Spores during Solar Photolysis of Free Available Chlorine |  | Liquid Suspension | CFU/mL | 700 |  |  | 40 | mL | 4e-05 | m^3 | no rinsate |  | 2SE | 8.6 | FAC ppm (FAC mg/L) |  |  | thermostatted | 10 |  | 50 | phosphate buffer pH=8 | time immersed | 45.5949 |  |  | 1.9983 | LR |  | small error bars not clearly defined |  |  |  | 3 | [12 empty] | /mL
Forsyth 2013 Enhanced Ictivation of Bacillus subtilis Spores during Solar Photolysis of Free Available Chlorine |  | Liquid Suspension | CFU/mL | 700 |  |  | 40 | mL | 4e-05 | m^3 | no rinsate |  | 2SE | 8.6 | FAC ppm (FAC mg/L) |  |  | thermostatted | 10 |  | 50 | phosphate buffer pH=8 | time immersed | 0.44618 |  |  | 0.0052473 | LR |  | small error bars not clearly defined |  |  |  | 3 | [12 empty] | /mL
Forsyth 2013 Enhanced Ictivation of Bacillus subtilis Spores during Solar Photolysis of Free Available Chlorine |  | Liquid Suspension | CFU/mL | 700 |  |  | 40 | mL | 4e-05 | m^3 | no rinsate |  | 2SE | 8.6 | FAC ppm (FAC mg/L) |  |  | thermostatted | 10 |  | 50 | phosphate buffer pH=8 | time immersed | 9.3352 |  |  | 0.037275 | LR |  | small error bars not clearly defined |  |  |  | 3 | [12 empty] | /mL
Forsyth 2013 Enhanced Ictivation of Bacillus subtilis Spores during Solar Photolysis of Free Available Chlorine |  | Liquid Suspension | CFU/mL | 19498445.9976 |  |  | 40 | mL | 4e-05 | m^3 | no rinsate |  | 2SE | 8.6 | FAC ppm (FAC mg/L) |  |  | thermostatted | 10 |  | 50 | phosphate buffer pH=8 | time immersed | 18.2267 |  |  | 0.037972 | LR |  | small error bars not clearly defined |  |  |  | 3 | [12 empty] | /mL
Forsyth 2013 Enhanced Ictivation of Bacillus subtilis Spores during Solar Photolysis of Free Available Chlorine |  | Liquid Suspension | CFU/mL | 19498445.9976 |  |  | 40 | mL | 4e-05 | m^3 | no rinsate |  | 2SE | 8.6 | FAC ppm (FAC mg/L) |  |  | thermostatted | 10 |  | 50 | phosphate buffer pH=8 | time immersed | 27.2356 |  |  | 0.093508 | LR |  | small error bars not clearly defined |  |  |  | 3 | [12 empty] | /mL
Forsyth 2013 Enhanced Ictivation of Bacillus subtilis Spores during Solar Photolysis of Free Available Chlorine |  | Liquid Suspension | CFU/mL | 19498445.9976 |  |  | 40 | mL | 4e-05 | m^3 | no rinsate |  | 2SE | 8.6 | FAC ppm (FAC mg/L) |  |  | thermostatted | 10 |  | 50 | phosphate buffer pH=8 | time immersed | 36.8459 |  |  | 0.24309 | LR |  | small error bars not clearly defined |  |  |  | 3 | [12 empty] | /mL
Forsyth 2013 Enhanced Ictivation of Bacillus subtilis Spores during Solar Photolysis of Free Available Chlorine |  | Liquid Suspension | CFU/mL | 19498445.9976 |  |  | 40 | mL | 4e-05 | m^3 | no rinsate |  | 2SE | 8.6 | FAC ppm (FAC mg/L) |  |  | thermostatted | 10 |  | 50 | phosphate buffer pH=8 | time immersed | 45.3644 |  |  | 0.33775 | LR |  | small error bars not clearly defined |  |  |  | 3 | [12 empty] | /mL
Forsyth 2013 Enhanced Ictivation of Bacillus subtilis Spores during Solar Photolysis of Free Available Chlorine |  | Liquid Suspension | CFU/mL | 19498445.9976 |  |  | 40 | mL | 4e-05 | m^3 | no rinsate |  | 2SE | 8.6 | FAC ppm (FAC mg/L) |  |  | thermostatted | 10 |  | 50 | phosphate buffer pH=8 | time immersed | 54.5838 |  |  | 0.80061 | LR |  | small error bars not clearly defined |  |  |  | 3 | [12 empty] | /mL
Forsyth 2013 Enhanced Ictivation of Bacillus subtilis Spores during Solar Photolysis of Free Available Chlorine |  | Liquid Suspension | CFU/mL | 19498445.9976 |  |  | 40 | mL | 4e-05 | m^3 | no rinsate |  | 2SE | 8.6 | FAC ppm (FAC mg/L) |  |  | thermostatted | 10 |  | 50 | phosphate buffer pH=8 | time immersed | 63.08 |  |  | 1.1694 | LR |  | small error bars not clearly defined |  |  |  | 3 | [12 empty] | /mL
Forsyth 2013 Enhanced Ictivation of Bacillus subtilis Spores during Solar Photolysis of Free Available Chlorine |  | Liquid Suspension | CFU/mL | 19498445.9976 |  |  | 40 | mL | 4e-05 | m^3 | no rinsate |  | 2SE | 8.6 | FAC ppm (FAC mg/L) |  |  | thermostatted | 10 |  | 50 | phosphate buffer pH=8 | time immersed | 72.0539 |  |  | 1.6558 | LR |  | small error bars not clearly defined |  |  |  | 3 | [12 empty] | /mL
Forsyth 2013 Enhanced Ictivation of Bacillus subtilis Spores during Solar Photolysis of Free Available Chlorine |  | Liquid Suspension | CFU/mL | 19498445.9976 |  |  | 40 | mL | 4e-05 | m^3 | no rinsate |  | 2SE | 8.6 | FAC ppm (FAC mg/L) |  |  | thermostatted | 10 |  | 50 | phosphate buffer pH=8 | time immersed | 81.9902 |  |  | 2.291 | LR |  | small error bars not clearly defined |  |  |  | 3 | [12 empty] | /mL
Forsyth 2013 Enhanced Ictivation of Bacillus subtilis Spores during Solar Photolysis of Free Available Chlorine |  | Liquid Suspension | CFU/mL | 200 |  |  | 40 | mL | 4e-05 | m^3 | no rinsate |  |  | 8.6 |  |  |  | thermostatted | 10 |  | 50 | phosphate buffer pH=8 | time immersed | 0.44746 |  |  | -0.010418 | LR |  | small error bars not clearly defined |  |  |  | 3 | [12 empty] | /mL
Forsyth 2013 Enhanced Ictivation of Bacillus subtilis Spores during Solar Photolysis of Free Available Chlorine |  | Liquid Suspension | CFU/mL | 200 |  |  | 40 | mL | 4e-05 | m^3 | no rinsate |  |  | 8.6 |  |  |  | thermostatted | 10 |  | 50 | phosphate buffer pH=8 | time immersed | 23.4718 |  |  | -0.055612 | LR |  | small error bars not clearly defined |  |  |  | 3 | [12 empty] | /mL
Forsyth 2013 Enhanced Ictivation of Bacillus subtilis Spores during Solar Photolysis of Free Available Chlorine |  | Liquid Suspension | CFU/mL | 200 |  |  | 40 | mL | 4e-05 | m^3 | no rinsate |  |  | 8.6 |  |  |  | thermostatted | 10 |  | 50 | phosphate buffer pH=8 | time immersed | 46.4918 |  |  | -0.045976 | LR |  | small error bars not clearly defined |  |  |  | 3 | [12 empty] | /mL
Forsyth 2013 Enhanced Ictivation of Bacillus subtilis Spores during Solar Photolysis of Free Available Chlorine |  | Liquid Suspension | CFU/mL | 200 |  |  | 40 | mL | 4e-05 | m^3 | no rinsate |  |  | 8.6 |  |  |  | thermostatted | 10 |  | 50 | phosphate buffer pH=8 | time immersed | 70.3643 |  |  | -0.036273 | LR |  | small error bars not clearly defined |  |  |  | 3 | [12 empty] | /mL
Forsyth 2013 Enhanced Ictivation of Bacillus subtilis Spores during Solar Photolysis of Free Available Chlorine |  | Liquid Suspension | CFU/mL | 200 |  |  | 40 | mL | 4e-05 | m^3 | no rinsate |  | 2SE | 6.3 | FAC ppm (FAC mg/L) |  |  | thermostatted | 10 |  | 50 | phosphate buffer pH=8 | time immersed | 5.2927 |  |  | 0.134 | LR |  | small error bars not clearly defined |  |  |  | 3 | [12 empty] | /mL
Forsyth 2013 Enhanced Ictivation of Bacillus subtilis Spores during Solar Photolysis of Free Available Chlorine |  | Liquid Suspension | CFU/mL | 200 |  |  | 40 | mL | 4e-05 | m^3 | no rinsate |  | 2SE | 6.3 | FAC ppm (FAC mg/L) |  |  | thermostatted | 10 |  | 50 | phosphate buffer pH=8 | time immersed | 10.8966 |  |  | 0.18925 | LR |  | small error bars not clearly defined |  |  |  | 3 | [12 empty] | /mL
Forsyth 2013 Enhanced Ictivation of Bacillus subtilis Spores during Solar Photolysis of Free Available Chlorine |  | Liquid Suspension | CFU/mL | 200 |  |  | 40 | mL | 4e-05 | m^3 | no rinsate |  | 2SE | 6.3 | FAC ppm (FAC mg/L) |  |  | thermostatted | 10 |  | 50 | phosphate buffer pH=8 | time immersed | 16.812 |  |  | 0.11119 | LR |  | small error bars not clearly defined |  |  |  | 3 | [12 empty] | /mL
Forsyth 2013 Enhanced Ictivation of Bacillus subtilis Spores during Solar Photolysis of Free Available Chlorine |  | Liquid Suspension | CFU/mL | 200 |  |  | 40 | mL | 4e-05 | m^3 | no rinsate |  | 2SE | 6.3 | FAC ppm (FAC mg/L) |  |  | thermostatted | 10 |  | 50 | phosphate buffer pH=8 | time immersed | 21.7933 |  |  | 0.25268 | LR |  | small error bars not clearly defined |  |  |  | 3 | [12 empty] | /mL
Forsyth 2013 Enhanced Ictivation of Bacillus subtilis Spores during Solar Photolysis of Free Available Chlorine |  | Liquid Suspension | CFU/mL | 200 |  |  | 40 | mL | 4e-05 | m^3 | no rinsate |  | 2SE | 6.3 | FAC ppm (FAC mg/L) |  |  | thermostatted | 10 |  | 50 | phosphate buffer pH=8 | time immersed | 39.8506 |  |  | 0.58322 | LR |  | small error bars not clearly defined |  |  |  | 3 | [12 empty] | /mL
Forsyth 2013 Enhanced Ictivation of Bacillus subtilis Spores during Solar Photolysis of Free Available Chlorine |  | Liquid Suspension | CFU/mL | 200 |  |  | 40 | mL | 4e-05 | m^3 | no rinsate |  | 2SE | 6.3 | FAC ppm (FAC mg/L) |  |  | thermostatted | 10 |  | 50 | phosphate buffer pH=8 | time immersed | 57.5965 |  |  | 0.87453 | LR |  | small error bars not clearly defined |  |  |  | 3 | [12 empty] | /mL
Forsyth 2013 Enhanced Ictivation of Bacillus subtilis Spores during Solar Photolysis of Free Available Chlorine |  | Liquid Suspension | CFU/mL | 200 |  |  | 40 | mL | 4e-05 | m^3 | no rinsate |  | 2SE | 6.3 | FAC ppm (FAC mg/L) |  |  | thermostatted | 10 |  | 50 | phosphate buffer pH=8 | time immersed | 75.3425 |  |  | 1.1423 | LR |  | small error bars not clearly defined |  |  |  | 3 | [12 empty] | /mL
Forsyth 2013 Enhanced Ictivation of Bacillus subtilis Spores during Solar Photolysis of Free Available Chlorine |  | Liquid Suspension | CFU/mL | 200 |  |  | 40 | mL | 4e-05 | m^3 | no rinsate |  | 2SE | 6.3 | FAC ppm (FAC mg/L) |  |  | thermostatted | 10 |  | 50 | phosphate buffer pH=8 | time immersed | 93.7111 |  |  | 1.818 | LR |  | small error bars not clearly defined |  |  |  | 3 | [12 empty] | /mL
Forsyth 2013 Enhanced Ictivation of Bacillus subtilis Spores during Solar Photolysis of Free Available Chlorine |  | Liquid Suspension | CFU/mL | 200 |  |  | 40 | mL | 4e-05 | m^3 | no rinsate |  | 2SE | 6.3 | FAC ppm (FAC mg/L) |  |  | thermostatted | 10 |  | 50 | phosphate buffer pH=8 | time immersed | 111.457 |  |  | 2.3211 | LR |  | small error bars not clearly defined |  |  |  | 3 | [12 empty] | /mL
Forsyth 2013 Enhanced Ictivation of Bacillus subtilis Spores during Solar Photolysis of Free Available Chlorine |  | Liquid Suspension | CFU/mL | 200 |  |  | 40 | mL | 4e-05 | m^3 | no rinsate |  | 2SE | 6.3 | FAC ppm (FAC mg/L) |  |  | thermostatted | 10 |  | 50 | phosphate buffer pH=8 | time immersed | 129.5143 |  |  | 2.9732 | LR |  | small error bars not clearly defined |  |  |  | 3 | [12 empty] | /mL
Forsyth 2013 Enhanced Ictivation of Bacillus subtilis Spores during Solar Photolysis of Free Available Chlorine |  | Liquid Suspension | CFU/mL | 200 |  |  | 40 | mL | 4e-05 | m^3 | no rinsate |  | 2SE | 3.4 | FAC ppm (FAC mg/L) |  |  | thermostatted | 10 |  | 50 | phosphate buffer pH=8 | time immersed | 21.4819 |  |  | 0.095798 | LR |  | small error bars not clearly defined |  |  |  | 3 | [12 empty] | /mL
Forsyth 2013 Enhanced Ictivation of Bacillus subtilis Spores during Solar Photolysis of Free Available Chlorine |  | Liquid Suspension | CFU/mL | 200 |  |  | 40 | mL | 4e-05 | m^3 | no rinsate |  | 2SE | 3.4 | FAC ppm (FAC mg/L) |  |  | thermostatted | 10 |  | 50 | phosphate buffer pH=8 | time immersed | 42.6526 |  |  | 0.097126 | LR |  | small error bars not clearly defined |  |  |  | 3 | [12 empty] | /mL
Forsyth 2013 Enhanced Ictivation of Bacillus subtilis Spores during Solar Photolysis of Free Available Chlorine |  | Liquid Suspension | CFU/mL | 200 |  |  | 40 | mL | 4e-05 | m^3 | no rinsate |  | 2SE | 3.4 | FAC ppm (FAC mg/L) |  |  | thermostatted | 10 |  | 50 | phosphate buffer pH=8 | time immersed | 64.4458 |  |  | 0.1534 | LR |  | small error bars not clearly defined |  |  |  | 3 | [12 empty] | /mL
Forsyth 2013 Enhanced Ictivation of Bacillus subtilis Spores during Solar Photolysis of Free Available Chlorine |  | Liquid Suspension | CFU/mL | 200 |  |  | 40 | mL | 4e-05 | m^3 | no rinsate |  | 2SE | 3.4 | FAC ppm (FAC mg/L) |  |  | thermostatted | 10 |  | 50 | phosphate buffer pH=8 | time immersed | 85.6164 |  |  | 0.15472 | LR |  | small error bars not clearly defined |  |  |  | 3 | [12 empty] | /mL
Forsyth 2013 Enhanced Ictivation of Bacillus subtilis Spores during Solar Photolysis of Free Available Chlorine |  | Liquid Suspension | CFU/mL | 200 |  |  | 40 | mL | 4e-05 | m^3 | no rinsate |  | 2SE | 3.4 | FAC ppm (FAC mg/L) |  |  | thermostatted | 10 |  | 50 | phosphate buffer pH=8 | time immersed | 107.0984 |  |  | 0.27372 | LR |  | small error bars not clearly defined |  |  |  | 3 | [12 empty] | /mL
Forsyth 2013 Enhanced Ictivation of Bacillus subtilis Spores during Solar Photolysis of Free Available Chlorine |  | Liquid Suspension | CFU/mL | 200 |  |  | 40 | mL | 4e-05 | m^3 | no rinsate |  | 2SE | 3.4 | FAC ppm (FAC mg/L) |  |  | thermostatted | 10 |  | 50 | phosphate buffer pH=8 | time immersed | 128.8917 |  |  | 0.40842 | LR |  | small error bars not clearly defined |  |  |  | 3 | [12 empty] | /mL
Forsyth 2013 Enhanced Ictivation of Bacillus subtilis Spores during Solar Photolysis of Free Available Chlorine |  | Liquid Suspension | CFU/mL | 200 |  |  | 40 | mL | 4e-05 | m^3 | no rinsate |  | 2SE | 3.4 | FAC ppm (FAC mg/L) |  |  | thermostatted | 10 |  | 50 | phosphate buffer pH=8 | time immersed | 150.0623 |  |  | 0.73916 | LR |  | small error bars not clearly defined |  |  |  | 3 | [12 empty] | /mL
Forsyth 2013 Enhanced Ictivation of Bacillus subtilis Spores during Solar Photolysis of Free Available Chlorine |  | Liquid Suspension | CFU/mL | 200 |  |  | 40 | mL | 4e-05 | m^3 | no rinsate |  | 2SE | 3.4 | FAC ppm (FAC mg/L) |  |  | thermostatted | 10 |  | 50 | phosphate buffer pH=8 | time immersed | 172.1669 |  |  | 0.88957 | LR |  | small error bars not clearly defined |  |  |  | 3 | [12 empty] | /mL
Forsyth 2013 Enhanced Ictivation of Bacillus subtilis Spores during Solar Photolysis of Free Available Chlorine |  | Liquid Suspension | CFU/mL | 200 |  |  | 40 | mL | 4e-05 | m^3 | no rinsate |  | 2SE | 3.4 | FAC ppm (FAC mg/L) |  |  | thermostatted | 10 |  | 50 | phosphate buffer pH=8 | time immersed | 193.6488 |  |  | 1.2595 | LR |  | small error bars not clearly defined |  |  |  | 3 | [12 empty] | /mL
Forsyth 2013 Enhanced Ictivation of Bacillus subtilis Spores during Solar Photolysis of Free Available Chlorine |  | Liquid Suspension | CFU/mL | 200 |  |  | 40 | mL | 4e-05 | m^3 | no rinsate |  | 2SE | 3.4 | FAC ppm (FAC mg/L) |  |  | thermostatted | 10 |  | 50 | phosphate buffer pH=8 | time immersed | 215.7534 |  |  | 1.7786 | LR |  | small error bars not clearly defined |  |  |  | 3 | [12 empty] | /mL
Forsyth 2013 Enhanced Ictivation of Bacillus subtilis Spores during Solar Photolysis of Free Available Chlorine |  | Liquid Suspension | CFU/mL | 200 |  |  | 40 | mL | 4e-05 | m^3 | no rinsate |  |  | 0 |  |  |  | thermostatted | 10 |  | 50 | phosphate buffer pH=8 | time immersed |  |  |  | 0.0081557 | LR |  | small error bars not clearly defined |  |  |  | 3 | [12 empty] | /mL
Forsyth 2013 Enhanced Ictivation of Bacillus subtilis Spores during Solar Photolysis of Free Available Chlorine |  | Liquid Suspension | CFU/mL | 200 |  |  | 40 | mL | 4e-05 | m^3 | no rinsate |  |  | 0 |  |  |  | thermostatted | 10 |  | 50 | phosphate buffer pH=8 | time immersed | 22.7273 |  |  | -0.045301 | LR |  | small error bars not clearly defined |  |  |  | 3 | [12 empty] | /mL
Forsyth 2013 Enhanced Ictivation of Bacillus subtilis Spores during Solar Photolysis of Free Available Chlorine |  | Liquid Suspension | CFU/mL | 200 |  |  | 40 | mL | 4e-05 | m^3 | no rinsate |  |  | 0 |  |  |  | thermostatted | 10 |  | 50 | phosphate buffer pH=8 | time immersed | 45.7659 |  |  | -0.028169 | LR |  | small error bars not clearly defined |  |  |  | 3 | [12 empty] | /mL
Forsyth 2013 Enhanced Ictivation of Bacillus subtilis Spores during Solar Photolysis of Free Available Chlorine |  | Liquid Suspension | CFU/mL | 200 |  |  | 40 | mL | 4e-05 | m^3 | no rinsate |  |  | 0 |  |  |  | thermostatted | 10 |  | 50 | phosphate buffer pH=8 | time immersed | 70.0498 |  |  | -0.034488 | LR |  | small error bars not clearly defined |  |  |  | 3 | [12 empty] | /mL
Forsyth 2013 Enhanced Ictivation of Bacillus subtilis Spores during Solar Photolysis of Free Available Chlorine |  | Liquid Suspension | CFU/mL | 200 |  |  | 40 | mL | 4e-05 | m^3 | no rinsate |  | 2SE | 2.2 | FAC ppm (FAC mg/L) |  |  | thermostatted | 10 |  | 50 | phosphate buffer pH=6 | time immersed | 11.7077 |  |  | -0.022121 | LR |  | small error bars not clearly defined |  |  |  | 3 | [12 empty] | /mL
Forsyth 2013 Enhanced Ictivation of Bacillus subtilis Spores during Solar Photolysis of Free Available Chlorine |  | Liquid Suspension | CFU/mL | 200 |  |  | 40 | mL | 4e-05 | m^3 | no rinsate |  | 2SE | 2.2 | FAC ppm (FAC mg/L) |  |  | thermostatted | 10 |  | 50 | phosphate buffer pH=6 | time immersed | 34.6439 |  |  | 0.049756 | LR |  | small error bars not clearly defined |  |  |  | 3 | [12 empty] | /mL
Forsyth 2013 Enhanced Ictivation of Bacillus subtilis Spores during Solar Photolysis of Free Available Chlorine |  | Liquid Suspension | CFU/mL | 200 |  |  | 40 | mL | 4e-05 | m^3 | no rinsate |  | 2SE | 2.2 | FAC ppm (FAC mg/L) |  |  | thermostatted | 10 |  | 50 | phosphate buffer pH=6 | time immersed | 58.8373 |  |  | 0.5339 | LR |  | small error bars not clearly defined |  |  |  | 3 | [12 empty] | /mL
Forsyth 2013 Enhanced Ictivation of Bacillus subtilis Spores during Solar Photolysis of Free Available Chlorine |  | Liquid Suspension | CFU/mL | 1000000 |  |  | 40 | mL | 4e-05 | m^3 | no rinsate |  | 2SE | 2.2 | FAC ppm (FAC mg/L) |  |  | thermostatted | 10 |  | 50 | phosphate buffer pH=6 | time immersed | 69.5831 |  |  | 0.77962 | LR |  | small error bars not clearly defined |  |  |  | 3 | [12 empty] | /mL
Forsyth 2013 Enhanced Ictivation of Bacillus subtilis Spores during Solar Photolysis of Free Available Chlorine |  | Liquid Suspension | CFU/mL | 1000000 |  |  | 40 | mL | 4e-05 | m^3 | no rinsate |  | 2SE | 2.2 | FAC ppm (FAC mg/L) |  |  | thermostatted | 10 |  | 50 | phosphate buffer pH=6 | time immersed | 79.4288 |  |  | 1.0254 | LR |  | small error bars not clearly defined |  |  |  | 3 | [12 empty] | /mL
Forsyth 2013 Enhanced Ictivation of Bacillus subtilis Spores during Solar Photolysis of Free Available Chlorine |  | Liquid Suspension | CFU/mL | 1000000 |  |  | 40 | mL | 4e-05 | m^3 | no rinsate |  | 2SE | 2.2 | FAC ppm (FAC mg/L) |  |  | thermostatted | 10 |  | 50 | phosphate buffer pH=6 | time immersed | 90.1193 |  |  | 1.517 | LR |  | small error bars not clearly defined |  |  |  | 3 | [12 empty] | /mL
Forsyth 2013 Enhanced Ictivation of Bacillus subtilis Spores during Solar Photolysis of Free Available Chlorine |  | Liquid Suspension | CFU/mL | 1000000 |  |  | 40 | mL | 4e-05 | m^3 | no rinsate |  | 2SE | 2.2 | FAC ppm (FAC mg/L) |  |  | thermostatted | 10 |  | 50 | phosphate buffer pH=6 | time immersed | 103.9617 |  |  | 2.0014 | LR |  | small error bars not clearly defined |  |  |  | 3 | [12 empty] | /mL
Forsyth 2013 Enhanced Ictivation of Bacillus subtilis Spores during Solar Photolysis of Free Available Chlorine |  | Liquid Suspension | CFU/mL | 1000000 |  |  | 40 | mL | 4e-05 | m^3 | no rinsate |  | 2SE | 2.2 | FAC ppm (FAC mg/L) |  |  | thermostatted | 10 |  | 50 | phosphate buffer pH=6 | time immersed | 112.8682 |  |  | 2.4207 | LR |  | small error bars not clearly defined |  |  |  | 3 | [12 empty] | /mL
Forsyth 2013 Enhanced Ictivation of Bacillus subtilis Spores during Solar Photolysis of Free Available Chlorine |  | Liquid Suspension | CFU/mL | 1000000 |  |  | 40 | mL | 4e-05 | m^3 | no rinsate |  | 2SE | 3.2 | FAC ppm (FAC mg/L) |  |  | thermostatted | 10 |  | 50 | phosphate buffer pH=6 | time immersed | 33.0417 |  |  | 0.42562 | LR |  | small error bars not clearly defined |  |  |  | 3 | [12 empty] | /mL
Forsyth 2013 Enhanced Ictivation of Bacillus subtilis Spores during Solar Photolysis of Free Available Chlorine |  | Liquid Suspension | CFU/mL | 1000000 |  |  | 40 | mL | 4e-05 | m^3 | no rinsate |  | 2SE | 3.2 | FAC ppm (FAC mg/L) |  |  | thermostatted | 10 |  | 50 | phosphate buffer pH=6 | time immersed | 41.3733 |  |  | 0.57004 | LR |  | small error bars not clearly defined |  |  |  | 3 | [12 empty] | /mL
Forsyth 2013 Enhanced Ictivation of Bacillus subtilis Spores during Solar Photolysis of Free Available Chlorine |  | Liquid Suspension | CFU/mL | 1000000 |  |  | 40 | mL | 4e-05 | m^3 | no rinsate |  | 2SE | 3.2 | FAC ppm (FAC mg/L) |  |  | thermostatted | 10 |  | 50 | phosphate buffer pH=6 | time immersed | 48.3766 |  |  | 1.3004 | LR |  | small error bars not clearly defined |  |  |  | 3 | [12 empty] | /mL
Forsyth 2013 Enhanced Ictivation of Bacillus subtilis Spores during Solar Photolysis of Free Available Chlorine |  | Liquid Suspension | CFU/mL | 1000000 |  |  | 40 | mL | 4e-05 | m^3 | no rinsate |  | 2SE | 3.2 | FAC ppm (FAC mg/L) |  |  | thermostatted | 10 |  | 50 | phosphate buffer pH=6 | time immersed | 56.649 |  |  | 1.8282 | LR |  | small error bars not clearly defined |  |  |  | 3 | [12 empty] | /mL
Forsyth 2013 Enhanced Ictivation of Bacillus subtilis Spores during Solar Photolysis of Free Available Chlorine |  | Liquid Suspension | CFU/mL | 1000000 |  |  | 40 | mL | 4e-05 | m^3 | no rinsate |  | 2SE | 3.2 | FAC ppm (FAC mg/L) |  |  | thermostatted | 10 |  | 50 | phosphate buffer pH=6 | time immersed | 64.9146 |  |  | 2.3994 | LR |  | small error bars not clearly defined |  |  |  | 3 | [12 empty] | /mL
Forsyth 2013 Enhanced Ictivation of Bacillus subtilis Spores during Solar Photolysis of Free Available Chlorine |  | Liquid Suspension | CFU/mL | 1000000 |  |  | 40 | mL | 4e-05 | m^3 | no rinsate |  | 2SE | 2.4 | FAC ppm (FAC mg/L) |  |  | thermostatted | 10 |  | 50 | phosphate buffer pH=7 | time immersed | 62.2746 |  |  | 0.099727 | LR |  | small error bars not clearly defined |  |  |  | 3 | [12 empty] | /mL
Forsyth 2013 Enhanced Ictivation of Bacillus subtilis Spores during Solar Photolysis of Free Available Chlorine |  | Liquid Suspension | CFU/mL | 1000000 |  |  | 40 | mL | 4e-05 | m^3 | no rinsate |  | 2SE | 2.4 | FAC ppm (FAC mg/L) |  |  | thermostatted | 10 |  | 50 | phosphate buffer pH=7 | time immersed | 83.7015 |  |  | 0.22223 | LR |  | small error bars not clearly defined |  |  |  | 3 | [12 empty] | /mL
Forsyth 2013 Enhanced Ictivation of Bacillus subtilis Spores during Solar Photolysis of Free Available Chlorine |  | Liquid Suspension | CFU/mL | 1000000 |  |  | 40 | mL | 4e-05 | m^3 | no rinsate |  | 2SE | 2.4 | FAC ppm (FAC mg/L) |  |  | thermostatted | 10 |  | 50 | phosphate buffer pH=7 | time immersed | 104.6502 |  |  | 0.663 | LR |  | small error bars not clearly defined |  |  |  | 3 | [12 empty] | /mL
Forsyth 2013 Enhanced Ictivation of Bacillus subtilis Spores during Solar Photolysis of Free Available Chlorine |  | Liquid Suspension | CFU/mL | 1000000 |  |  | 40 | mL | 4e-05 | m^3 | no rinsate |  | 2SE | 2.4 | FAC ppm (FAC mg/L) |  |  | thermostatted | 10 |  | 50 | phosphate buffer pH=7 | time immersed | 125.2162 |  |  | 0.95912 | LR |  | small error bars not clearly defined |  |  |  | 3 | [12 empty] | /mL
Forsyth 2013 Enhanced Ictivation of Bacillus subtilis Spores during Solar Photolysis of Free Available Chlorine |  | Liquid Suspension | CFU/mL | 1000000 |  |  | 40 | mL | 4e-05 | m^3 | no rinsate |  | 2SE | 2.4 | FAC ppm (FAC mg/L) |  |  | thermostatted | 10 |  | 50 | phosphate buffer pH=7 | time immersed | 144.5087 |  |  | 1.4289 | LR |  | small error bars not clearly defined |  |  |  | 3 | [12 empty] | /mL
Forsyth 2013 Enhanced Ictivation of Bacillus subtilis Spores during Solar Photolysis of Free Available Chlorine |  | Liquid Suspension | CFU/mL | 1000000 |  |  | 40 | mL | 4e-05 | m^3 | no rinsate |  | 2SE | 2.4 | FAC ppm (FAC mg/L) |  |  | thermostatted | 10 |  | 50 | phosphate buffer pH=7 | time immersed | 165.8505 |  |  | 1.9637 | LR |  | small error bars not clearly defined |  |  |  | 3 | [12 empty] | /mL
Forsyth 2013 Enhanced Ictivation of Bacillus subtilis Spores during Solar Photolysis of Free Available Chlorine |  | Liquid Suspension | CFU/mL | 1000000 |  |  | 40 | mL | 4e-05 | m^3 | no rinsate |  | 2SE | 2.4 | FAC ppm (FAC mg/L) |  |  | thermostatted | 10 |  | 50 | phosphate buffer pH=7 | time immersed | 185.9443 |  |  | 2.5491 | LR |  | small error bars not clearly defined |  |  |  | 3 | [12 empty] | /mL
Forsyth 2013 Enhanced Ictivation of Bacillus subtilis Spores during Solar Photolysis of Free Available Chlorine |  | Liquid Suspension | CFU/mL | 1000000 |  |  | 40 | mL | 4e-05 | m^3 | no rinsate |  | 2SE | 4.6 | FAC ppm (FAC mg/L) |  |  | thermostatted | 10 |  | 50 | phosphate buffer pH=7 | time immersed | 26.4512 |  |  | 0.22294 | LR |  | small error bars not clearly defined |  |  |  | 3 | [12 empty] | /mL
Forsyth 2013 Enhanced Ictivation of Bacillus subtilis Spores during Solar Photolysis of Free Available Chlorine |  | Liquid Suspension | CFU/mL | 1000000 |  |  | 40 | mL | 4e-05 | m^3 | no rinsate |  | 2SE | 4.6 | FAC ppm (FAC mg/L) |  |  | thermostatted | 10 |  | 50 | phosphate buffer pH=7 | time immersed | 32.2369 |  |  | 0.4614 | LR |  | small error bars not clearly defined |  |  |  | 3 | [12 empty] | /mL
Forsyth 2013 Enhanced Ictivation of Bacillus subtilis Spores during Solar Photolysis of Free Available Chlorine |  | Liquid Suspension | CFU/mL | 1000000 |  |  | 40 | mL | 4e-05 | m^3 | no rinsate |  | 2SE | 4.6 | FAC ppm (FAC mg/L) |  |  | thermostatted | 10 |  | 50 | phosphate buffer pH=7 | time immersed | 40.1292 |  |  | 1.1265 | LR |  | small error bars not clearly defined |  |  |  | 3 | [12 empty] | /mL
Forsyth 2013 Enhanced Ictivation of Bacillus subtilis Spores during Solar Photolysis of Free Available Chlorine |  | Liquid Suspension | CFU/mL | 1000000 |  |  | 40 | mL | 4e-05 | m^3 | no rinsate |  | 2SE | 4.6 | FAC ppm (FAC mg/L) |  |  | thermostatted | 10 |  | 50 | phosphate buffer pH=7 | time immersed | 48.2336 |  |  | 1.8206 | LR |  | small error bars not clearly defined |  |  |  | 3 | [12 empty] | /mL
Forsyth 2013 Enhanced Ictivation of Bacillus subtilis Spores during Solar Photolysis of Free Available Chlorine |  | Liquid Suspension | CFU/mL | 1000000 |  |  | 40 | mL | 4e-05 | m^3 | no rinsate |  | 2SE | 4.6 | FAC ppm (FAC mg/L) |  |  | thermostatted | 10 |  | 50 | phosphate buffer pH=7 | time immersed | 56.3201 |  |  | 2.681 | LR |  | small error bars not clearly defined |  |  |  | 3 | [12 empty] | /mL
Forsyth 2013 Enhanced Ictivation of Bacillus subtilis Spores during Solar Photolysis of Free Available Chlorine |  | Liquid Suspension | CFU/mL | 1000000 |  |  | 40 | mL | 4e-05 | m^3 | no rinsate |  | 2SE | 4.6 | FAC ppm (FAC mg/L) |  |  | thermostatted | 10 |  | 50 | phosphate buffer pH=7 | time immersed | 10.1093 |  |  | 0.071724 | LR |  | small error bars not clearly defined |  |  |  | 3 | [12 empty] | /mL
Forsyth 2013 Enhanced Ictivation of Bacillus subtilis Spores during Solar Photolysis of Free Available Chlorine |  | Liquid Suspension | CFU/mL | 1000000 |  |  | 25 | mL | 2.5e-05 | m^3 | no rinsate |  | 2SE | 7.9 | FAC ppm (FAC mg/L) |  |  | ambient | 33 |  | 50 | phosphate buffer pH=8 | time immersed | 0.078392 |  |  | -0.0059258 | LR |  | small error bars not clearly defined |  |  |  | 3 | [12 empty] | /mL
Forsyth 2013 Enhanced Ictivation of Bacillus subtilis Spores during Solar Photolysis of Free Available Chlorine |  | Liquid Suspension | CFU/mL | 1000000 |  |  | 25 | mL | 2.5e-05 | m^3 | no rinsate |  | 2SE | 7.9 | FAC ppm (FAC mg/L) |  |  | ambient | 33 |  | 50 | phosphate buffer pH=8 | time immersed | 3.8426 |  |  | 0.093056 | LR |  | small error bars not clearly defined |  |  |  | 3 | [12 empty] | /mL
Forsyth 2013 Enhanced Ictivation of Bacillus subtilis Spores during Solar Photolysis of Free Available Chlorine |  | Liquid Suspension | CFU/mL | 100000 |  |  | 25 | mL | 2.5e-05 | m^3 | no rinsate |  | 2SE | 7.9 | FAC ppm (FAC mg/L) |  |  | ambient | 33 |  | 50 | phosphate buffer pH=8 | time immersed | 6.4755 |  |  | 0.22733 | LR |  | small error bars not clearly defined |  |  |  | 3 | [12 empty] | /mL
Forsyth 2013 Enhanced Ictivation of Bacillus subtilis Spores during Solar Photolysis of Free Available Chlorine |  | Liquid Suspension | CFU/mL | 100000 |  |  | 25 | mL | 2.5e-05 | m^3 | no rinsate |  | 2SE | 7.9 | FAC ppm (FAC mg/L) |  |  | ambient | 33 |  | 50 | phosphate buffer pH=8 | time immersed | 9.7524 |  |  | 0.85139 | LR |  | small error bars not clearly defined |  |  |  | 3 | [12 empty] | /mL
Forsyth 2013 Enhanced Ictivation of Bacillus subtilis Spores during Solar Photolysis of Free Available Chlorine |  | Liquid Suspension | CFU/mL | 100000 |  |  | 25 | mL | 2.5e-05 | m^3 | no rinsate |  | 2SE | 7.9 | FAC ppm (FAC mg/L) |  |  | ambient | 33 |  | 50 | phosphate buffer pH=8 | time immersed | 11.4974 |  |  | 2.2673 | LR |  | small error bars not clearly defined |  |  |  | 3 | [12 empty] | /mL
Forsyth 2013 Enhanced Ictivation of Bacillus subtilis Spores during Solar Photolysis of Free Available Chlorine |  | Liquid Suspension | CFU/mL | 100000 |  |  | 25 | mL | 2.5e-05 | m^3 | no rinsate |  | 2SE | 7.9 | FAC ppm (FAC mg/L) |  |  | ambient | 33 |  | 50 | phosphate buffer pH=8 | time immersed | 14.3451 |  |  | 3.0604 | LR |  | small error bars not clearly defined |  |  |  | 3 | [12 empty] | /mL
Forsyth 2013 Enhanced Ictivation of Bacillus subtilis Spores during Solar Photolysis of Free Available Chlorine |  | Liquid Suspension | CFU/mL | 100000 |  |  | 40 | mL | 4e-05 | m^3 | no rinsate |  | 2SE | 4.7 | FAC ppm (FAC mg/L) |  |  | thermostatted | 10 |  | 50 | phosphate buffer pH=8 | time immersed | 6.938 |  |  | 0.013017 | LR |  | small error bars not clearly defined |  |  |  | 3 | [12 empty] | /mL
Forsyth 2013 Enhanced Ictivation of Bacillus subtilis Spores during Solar Photolysis of Free Available Chlorine |  | Liquid Suspension | CFU/mL | 100000 |  |  | 40 | mL | 4e-05 | m^3 | no rinsate |  | 2SE | 4.7 | FAC ppm (FAC mg/L) |  |  | thermostatted | 10 |  | 50 | phosphate buffer pH=8 | time immersed | 14.2932 |  |  | 0.12998 | LR |  | small error bars not clearly defined |  |  |  | 3 | [12 empty] | /mL
Forsyth 2013 Enhanced Ictivation of Bacillus subtilis Spores during Solar Photolysis of Free Available Chlorine |  | Liquid Suspension | CFU/mL | 100000 |  |  | 40 | mL | 4e-05 | m^3 | no rinsate |  | 2SE | 4.7 | FAC ppm (FAC mg/L) |  |  | thermostatted | 10 |  | 50 | phosphate buffer pH=8 | time immersed | 20.2282 |  |  | 0.15767 | LR |  | small error bars not clearly defined |  |  |  | 3 | [12 empty] | /mL
Forsyth 2013 Enhanced Ictivation of Bacillus subtilis Spores during Solar Photolysis of Free Available Chlorine |  | Liquid Suspension | CFU/mL | 100000 |  |  | 40 | mL | 4e-05 | m^3 | no rinsate |  | 2SE | 4.7 | FAC ppm (FAC mg/L) |  |  | thermostatted | 10 |  | 50 | phosphate buffer pH=8 | time immersed | 25.8331 |  |  | 0.44348 | LR |  | small error bars not clearly defined |  |  |  | 3 | [12 empty] | /mL
Forsyth 2013 Enhanced Ictivation of Bacillus subtilis Spores during Solar Photolysis of Free Available Chlorine |  | Liquid Suspension | CFU/mL | 100000 |  |  | 40 | mL | 4e-05 | m^3 | no rinsate |  | 2SE | 4.7 | FAC ppm (FAC mg/L) |  |  | thermostatted | 10 |  | 50 | phosphate buffer pH=8 | time immersed | 32.1517 |  |  | 0.7027 | LR |  | small error bars not clearly defined |  |  |  | 3 | [12 empty] | /mL
Forsyth 2013 Enhanced Ictivation of Bacillus subtilis Spores during Solar Photolysis of Free Available Chlorine |  | Liquid Suspension | CFU/mL | 100000 |  |  | 40 | mL | 4e-05 | m^3 | no rinsate |  | 2SE | 4.7 | FAC ppm (FAC mg/L) |  |  | thermostatted | 10 |  | 50 | phosphate buffer pH=8 | time immersed | 36.3997 |  |  | 1.2019 | LR |  | small error bars not clearly defined |  |  |  | 3 | [12 empty] | /mL
Forsyth 2013 Enhanced Ictivation of Bacillus subtilis Spores during Solar Photolysis of Free Available Chlorine |  | Liquid Suspension | CFU/mL | 100000 |  |  | 40 | mL | 4e-05 | m^3 | no rinsate |  | 2SE | 4.7 | FAC ppm (FAC mg/L) |  |  | thermostatted | 10 |  | 50 | phosphate buffer pH=8 | time immersed | 40.2491 |  |  | 1.7545 | LR |  | small error bars not clearly defined |  |  |  | 3 | [12 empty] | /mL
Forsyth 2013 Enhanced Ictivation of Bacillus subtilis Spores during Solar Photolysis of Free Available Chlorine |  | Liquid Suspension | CFU/mL | 100000 |  |  | 40 | mL | 4e-05 | m^3 | no rinsate |  | 2SE | 4.7 | FAC ppm (FAC mg/L) |  |  | thermostatted | 10 |  | 50 | phosphate buffer pH=8 | time immersed | 45.0413 |  |  | 2.4408 | LR |  | small error bars not clearly defined |  |  |  | 3 | [12 empty] | /mL
Forsyth 2013 Enhanced Ictivation of Bacillus subtilis Spores during Solar Photolysis of Free Available Chlorine |  | Liquid Suspension | CFU/mL | 100000 |  |  | 40 | mL | 4e-05 | m^3 | no rinsate |  | 2SE | 6.9 | FAC ppm (FAC mg/L) |  |  | thermostatted | 10 |  | 50 | tural water (marysville) | time immersed | 0.086266 |  |  | 0.0089286 | LR |  | small error bars not clearly defined |  |  |  | 3 | [12 empty] | /mL
Forsyth 2013 Enhanced Ictivation of Bacillus subtilis Spores during Solar Photolysis of Free Available Chlorine |  | Liquid Suspension | CFU/mL | 100000 |  |  | 40 | mL | 4e-05 | m^3 | no rinsate |  | 2SE | 6.9 | FAC ppm (FAC mg/L) |  |  | thermostatted | 10 |  | 50 | tural water (marysville) | time immersed | 5.5599 |  |  | 0.125 | LR |  | small error bars not clearly defined |  |  |  | 3 | [12 empty] | /mL
Forsyth 2013 Enhanced Ictivation of Bacillus subtilis Spores during Solar Photolysis of Free Available Chlorine |  | Liquid Suspension | CFU/mL | 2500000 |  |  | 40 | mL | 4e-05 | m^3 | no rinsate |  | 2SE | 6.9 | FAC ppm (FAC mg/L) |  |  | thermostatted | 10 |  | 50 | tural water (marysville) | time immersed | 8.4184 |  |  | 0.28571 | LR |  | small error bars not clearly defined |  |  |  | 3 | [12 empty] | /mL
Forsyth 2013 Enhanced Ictivation of Bacillus subtilis Spores during Solar Photolysis of Free Available Chlorine |  | Liquid Suspension | CFU/mL | 2500000 |  |  | 40 | mL | 4e-05 | m^3 | no rinsate |  | 2SE | 6.9 | FAC ppm (FAC mg/L) |  |  | thermostatted | 10 |  | 50 | tural water (marysville) | time immersed | 14.9451 |  |  | 0.30357 | LR |  | small error bars not clearly defined |  |  |  | 3 | [12 empty] | /mL
Forsyth 2013 Enhanced Ictivation of Bacillus subtilis Spores during Solar Photolysis of Free Available Chlorine |  | Liquid Suspension | CFU/mL | 2500000 |  |  | 40 | mL | 4e-05 | m^3 | no rinsate |  | 2SE | 6.9 | FAC ppm (FAC mg/L) |  |  | thermostatted | 10 |  | 50 | tural water (marysville) | time immersed | 35.0311 |  |  | 0.54464 | LR |  | small error bars not clearly defined |  |  |  | 3 | [12 empty] | /mL
Forsyth 2013 Enhanced Ictivation of Bacillus subtilis Spores during Solar Photolysis of Free Available Chlorine |  | Liquid Suspension | CFU/mL | 2500000 |  |  | 40 | mL | 4e-05 | m^3 | no rinsate |  | 2SE | 6.9 | FAC ppm (FAC mg/L) |  |  | thermostatted | 10 |  | 50 | tural water (marysville) | time immersed | 54.0603 |  |  | 0.92857 | LR |  | small error bars not clearly defined |  |  |  | 3 | [12 empty] | /mL
Forsyth 2013 Enhanced Ictivation of Bacillus subtilis Spores during Solar Photolysis of Free Available Chlorine |  | Liquid Suspension | CFU/mL | 2500000 |  |  | 40 | mL | 4e-05 | m^3 | no rinsate |  | 2SE | 6.9 | FAC ppm (FAC mg/L) |  |  | thermostatted | 10 |  | 50 | tural water (marysville) | time immersed | 74.1285 |  |  | 1.375 | LR |  | small error bars not clearly defined |  |  |  | 3 | [12 empty] | /mL
Forsyth 2013 Enhanced Ictivation of Bacillus subtilis Spores during Solar Photolysis of Free Available Chlorine |  | Liquid Suspension | CFU/mL | 2500000 |  |  | 40 | mL | 4e-05 | m^3 | no rinsate |  | 2SE | 6.9 | FAC ppm (FAC mg/L) |  |  | thermostatted | 10 |  | 50 | tural water (marysville) | time immersed | 94.1493 |  |  | 2.3661 | LR |  | small error bars not clearly defined |  |  |  | 3 | [12 empty] | /mL
Forsyth 2013 Enhanced Ictivation of Bacillus subtilis Spores during Solar Photolysis of Free Available Chlorine |  | Liquid Suspension | CFU/mL | 2500000 |  |  | 40 | mL | 4e-05 | m^3 | no rinsate |  | 2SE | 3.7 | FAC ppm (FAC mg/L) |  |  | thermostatted | 10 |  | 50 | tural water (marysville) | time immersed | 39.113 |  |  | 0.044643 | LR |  | small error bars not clearly defined |  |  |  | 3 | [12 empty] | /mL
Forsyth 2013 Enhanced Ictivation of Bacillus subtilis Spores during Solar Photolysis of Free Available Chlorine |  | Liquid Suspension | CFU/mL | 2500000 |  |  | 40 | mL | 4e-05 | m^3 | no rinsate |  | 2SE | 3.7 | FAC ppm (FAC mg/L) |  |  | thermostatted | 10 |  | 50 | tural water (marysville) | time immersed | 76.0997 |  |  | 0.1875 | LR |  | small error bars not clearly defined |  |  |  | 3 | [12 empty] | /mL
Forsyth 2013 Enhanced Ictivation of Bacillus subtilis Spores during Solar Photolysis of Free Available Chlorine |  | Liquid Suspension | CFU/mL | 2500000 |  |  | 40 | mL | 4e-05 | m^3 | no rinsate |  | 2SE | 3.7 | FAC ppm (FAC mg/L) |  |  | thermostatted | 10 |  | 50 | tural water (marysville) | time immersed | 113.5837 |  |  | 0.26786 | LR |  | small error bars not clearly defined |  |  |  | 3 | [12 empty] | /mL
Forsyth 2013 Enhanced Ictivation of Bacillus subtilis Spores during Solar Photolysis of Free Available Chlorine |  | Liquid Suspension | CFU/mL | 2500000 |  |  | 40 | mL | 4e-05 | m^3 | no rinsate |  | 2SE | 3.7 | FAC ppm (FAC mg/L) |  |  | thermostatted | 10 |  | 50 | tural water (marysville) | time immersed | 148.1399 |  |  | 0.38393 | LR |  | small error bars not clearly defined |  |  |  | 3 | [12 empty] | /mL
Forsyth 2013 Enhanced Ictivation of Bacillus subtilis Spores during Solar Photolysis of Free Available Chlorine |  | Liquid Suspension | CFU/mL | 2500000 |  |  | 40 | mL | 4e-05 | m^3 | no rinsate |  | 2SE | 3.7 | FAC ppm (FAC mg/L) |  |  | thermostatted | 10 |  | 50 | tural water (marysville) | time immersed | 182.1629 |  |  | 0.78571 | LR |  | small error bars not clearly defined |  |  |  | 3 | [12 empty] | /mL
Forsyth 2013 Enhanced Ictivation of Bacillus subtilis Spores during Solar Photolysis of Free Available Chlorine |  | Liquid Suspension | CFU/mL | 2500000 |  |  | 40 | mL | 4e-05 | m^3 | no rinsate |  | 2SE | 3.7 | FAC ppm (FAC mg/L) |  |  | thermostatted | 10 |  | 50 | tural water (marysville) | time immersed | 216.1901 |  |  | 1.1607 | LR |  | small error bars not clearly defined |  |  |  | 3 | [12 empty] | /mL
Forsyth 2013 Enhanced Ictivation of Bacillus subtilis Spores during Solar Photolysis of Free Available Chlorine |  | Liquid Suspension | CFU/mL | 2500000 |  |  | 40 | mL | 4e-05 | m^3 | no rinsate |  | 2SE | 3.7 | FAC ppm (FAC mg/L) |  |  | thermostatted | 10 |  | 50 | tural water (marysville) | time immersed | 249.2232 |  |  | 1.6607 | LR |  | small error bars not clearly defined |  |  |  | 3 | [12 empty] | /mL
Forsyth 2013 Enhanced Ictivation of Bacillus subtilis Spores during Solar Photolysis of Free Available Chlorine |  | Liquid Suspension | CFU/mL | 2500000 |  |  | 40 | mL | 4e-05 | m^3 | no rinsate |  | 2SE | 3.7 | FAC ppm (FAC mg/L) |  |  | thermostatted | 10 |  | 50 | tural water (marysville) | time immersed | 283.1823 |  |  | 2.4554 | LR |  | small error bars not clearly defined |  |  |  | 3 | [12 empty] | /mL
Forsyth 2013 Enhanced Ictivation of Bacillus subtilis Spores during Solar Photolysis of Free Available Chlorine |  | Liquid Suspension | CFU/mL | 2500000 |  |  | 40 | mL | 4e-05 | m^3 | no rinsate |  | 2SE | 7 | FAC ppm (FAC mg/L) |  |  | thermostatted | 10 |  | 50 | tural water (cedar) | time immersed | 20.674 |  |  | 0.74107 | LR |  | small error bars not clearly defined |  |  |  | 3 | [12 empty] | /mL
Forsyth 2013 Enhanced Ictivation of Bacillus subtilis Spores during Solar Photolysis of Free Available Chlorine |  | Liquid Suspension | CFU/mL | 2500000 |  |  | 40 | mL | 4e-05 | m^3 | no rinsate |  | 2SE | 7 | FAC ppm (FAC mg/L) |  |  | thermostatted | 10 |  | 50 | tural water (cedar) | time immersed | 40.2242 |  |  | 1.6964 | LR |  | small error bars not clearly defined |  |  |  | 3 | [12 empty] | /mL
Forsyth 2013 Enhanced Ictivation of Bacillus subtilis Spores during Solar Photolysis of Free Available Chlorine |  | Liquid Suspension | CFU/mL | 2500000 |  |  | 40 | mL | 4e-05 | m^3 | no rinsate |  | 2SE | 7 | FAC ppm (FAC mg/L) |  |  | thermostatted | 10 |  | 50 | tural water (cedar) | time immersed | 60.0371 |  |  | 3.3125 | LR |  | small error bars not clearly defined |  |  |  | 3 | [12 empty] | /mL
Forsyth 2013 Enhanced Ictivation of Bacillus subtilis Spores during Solar Photolysis of Free Available Chlorine |  | Liquid Suspension | CFU/mL | 2500000 |  |  | 40 | mL | 4e-05 | m^3 | no rinsate |  | 2SE | 7 | FAC ppm (FAC mg/L) |  |  | thermostatted | 10 |  | 50 | tural water (cedar) | time immersed | 78.3025 |  |  | 0.375 | LR |  | small error bars not clearly defined |  |  |  | 3 | [12 empty] | /mL
Forsyth 2013 Enhanced Ictivation of Bacillus subtilis Spores during Solar Photolysis of Free Available Chlorine |  | Liquid Suspension | CFU/mL | 2500000 |  |  | 40 | mL | 4e-05 | m^3 | no rinsate |  | 2SE | 3.6 | FAC ppm (FAC mg/L) |  |  | thermostatted | 10 |  | 50 | tural water (cedar) | time immersed | 39.6781 |  |  | 0.16964 | LR |  | small error bars not clearly defined |  |  |  | 3 | [12 empty] | /mL
Forsyth 2013 Enhanced Ictivation of Bacillus subtilis Spores during Solar Photolysis of Free Available Chlorine |  | Liquid Suspension | CFU/mL | 2500000 |  |  | 40 | mL | 4e-05 | m^3 | no rinsate |  | 2SE | 3.6 | FAC ppm (FAC mg/L) |  |  | thermostatted | 10 |  | 50 | tural water (cedar) | time immersed | 76.6928 |  |  | 0.30357 | LR |  | small error bars not clearly defined |  |  |  | 3 | [12 empty] | /mL
Forsyth 2013 Enhanced Ictivation of Bacillus subtilis Spores during Solar Photolysis of Free Available Chlorine |  | Liquid Suspension | CFU/mL | 2500000 |  |  | 40 | mL | 4e-05 | m^3 | no rinsate |  | 2SE | 3.6 | FAC ppm (FAC mg/L) |  |  | thermostatted | 10 |  | 50 | tural water (cedar) | time immersed | 110.6583 |  |  | 0.71429 | LR |  | small error bars not clearly defined |  |  |  | 3 | [12 empty] | /mL
Forsyth 2013 Enhanced Ictivation of Bacillus subtilis Spores during Solar Photolysis of Free Available Chlorine |  | Liquid Suspension | CFU/mL | 2500000 |  |  | 40 | mL | 4e-05 | m^3 | no rinsate |  | 2SE | 3.6 | FAC ppm (FAC mg/L) |  |  | thermostatted | 10 |  | 50 | tural water (cedar) | time immersed | 143.5707 |  |  | 1.4375 | LR |  | small error bars not clearly defined |  |  |  | 3 | [12 empty] | /mL
Forsyth 2013 Enhanced Ictivation of Bacillus subtilis Spores during Solar Photolysis of Free Available Chlorine |  | Liquid Suspension | CFU/mL | 2500000 |  |  | 40 | mL | 4e-05 | m^3 | no rinsate |  | 2SE | 3.6 | FAC ppm (FAC mg/L) |  |  | thermostatted | 10 |  | 50 | tural water (cedar) | time immersed | 176.9135 |  |  | 2.5804 | LR |  | small error bars not clearly defined |  |  |  | 3 | [12 empty] | /mL
Forsyth 2013 Enhanced Ictivation of Bacillus subtilis Spores during Solar Photolysis of Free Available Chlorine |  | Liquid Suspension | CFU/mL | 2500000 |  |  | 40 | mL | 4e-05 | m^3 | no rinsate |  |  | 0 |  |  |  | thermostatted | 25 |  | 50 | phosphate buffer pH=6 | time immersed | 0.175 |  |  | 0.0034247 | LR |  | small error bars not clearly defined |  |  |  | 3 | [12 empty] | /mL
Forsyth 2013 Enhanced Ictivation of Bacillus subtilis Spores during Solar Photolysis of Free Available Chlorine |  | Liquid Suspension | CFU/mL | 1000000 |  |  | 40 | mL | 4e-05 | m^3 | no rinsate |  |  | 0 |  |  |  | thermostatted | 25 |  | 50 | phosphate buffer pH=6 | time immersed | 8.9835 |  |  | -0.16096 | LR |  | small error bars not clearly defined |  |  |  | 3 | [12 empty] | /mL
Forsyth 2013 Enhanced Ictivation of Bacillus subtilis Spores during Solar Photolysis of Free Available Chlorine |  | Liquid Suspension | CFU/mL | 1000000 |  |  | 40 | mL | 4e-05 | m^3 | no rinsate |  |  | 0 |  |  |  | thermostatted | 25 |  | 50 | phosphate buffer pH=6 | time immersed | 18.0386 |  |  | 0.044521 | LR |  | small error bars not clearly defined |  |  |  | 3 | [12 empty] | /mL
Forsyth 2013 Enhanced Ictivation of Bacillus subtilis Spores during Solar Photolysis of Free Available Chlorine |  | Liquid Suspension | CFU/mL | 1000000 |  |  | 40 | mL | 4e-05 | m^3 | no rinsate |  |  | 0 |  |  |  | thermostatted | 25 |  | 50 | phosphate buffer pH=6 | time immersed | 27.5039 |  |  | -0.11986 | LR |  | small error bars not clearly defined |  |  |  | 3 | [12 empty] | /mL
Forsyth 2013 Enhanced Ictivation of Bacillus subtilis Spores during Solar Photolysis of Free Available Chlorine |  | Liquid Suspension | CFU/mL | 1000000 |  |  | 40 | mL | 4e-05 | m^3 | no rinsate |  |  | 0 |  |  |  | thermostatted | 25 |  | 50 | phosphate buffer pH=7 | time immersed | 10.0263 |  |  | 0.023973 | LR |  | small error bars not clearly defined |  |  |  | 3 | [12 empty] | /mL
Forsyth 2013 Enhanced Ictivation of Bacillus subtilis Spores during Solar Photolysis of Free Available Chlorine |  | Liquid Suspension | CFU/mL | 1000000 |  |  | 40 | mL | 4e-05 | m^3 | no rinsate |  |  | 0 |  |  |  | thermostatted | 25 |  | 50 | phosphate buffer pH=7 | time immersed | 19.6194 |  |  | -0.058219 | LR |  | small error bars not clearly defined |  |  |  | 3 | [12 empty] | /mL
Forsyth 2013 Enhanced Ictivation of Bacillus subtilis Spores during Solar Photolysis of Free Available Chlorine |  | Liquid Suspension | CFU/mL | 1000000 |  |  | 40 | mL | 4e-05 | m^3 | no rinsate |  |  | 0 |  |  |  | thermostatted | 25 |  | 50 | phosphate buffer pH=7 | time immersed | 28.9457 |  |  | -0.047945 | LR |  | small error bars not clearly defined |  |  |  | 3 | [12 empty] | /mL
Forsyth 2013 Enhanced Ictivation of Bacillus subtilis Spores during Solar Photolysis of Free Available Chlorine |  | Liquid Suspension | CFU/mL | 10000000 |  |  | 40 | mL | 4e-05 | m^3 | no rinsate |  |  | 0 |  |  |  | thermostatted | 25 |  | 50 | phosphate buffer pH=8 | time immersed | 22.114 |  |  | -0.027397 | LR |  | small error bars not clearly defined |  |  |  | 3 | [12 empty] | /mL
Forsyth 2013 Enhanced Ictivation of Bacillus subtilis Spores during Solar Photolysis of Free Available Chlorine |  | Liquid Suspension | CFU/mL | 10000000 |  |  | 40 | mL | 4e-05 | m^3 | no rinsate |  |  | 0 |  |  |  | thermostatted | 25 |  | 50 | phosphate buffer pH=8 | time immersed | 44.5784 |  |  | -0.058219 | LR |  | small error bars not clearly defined |  |  |  | 3 | [12 empty] | /mL
Forsyth 2013 Enhanced Ictivation of Bacillus subtilis Spores during Solar Photolysis of Free Available Chlorine |  | Liquid Suspension | CFU/mL | 10000000 |  |  | 40 | mL | 4e-05 | m^3 | no rinsate |  |  | 0 |  |  |  | thermostatted | 25 |  | 50 | phosphate buffer pH=8 | time immersed | 68.4828 |  |  | 0.023973 | LR |  | small error bars not clearly defined |  |  |  | 3 | [12 empty] | /mL
Forsyth 2013 Enhanced Ictivation of Bacillus subtilis Spores during Solar Photolysis of Free Available Chlorine |  | Liquid Suspension | CFU/mL | 10000000 |  |  | 40 | mL | 4e-05 | m^3 | no rinsate |  |  | 0 |  |  |  | thermostatted | 25 |  | 50 | tural water (cedar) | time immersed | 24.3494 |  |  | -0.078767 | LR |  | small error bars not clearly defined |  |  |  | 3 | [12 empty] | /mL
Forsyth 2013 Enhanced Ictivation of Bacillus subtilis Spores during Solar Photolysis of Free Available Chlorine |  | Liquid Suspension | CFU/mL | 10000000 |  |  | 40 | mL | 4e-05 | m^3 | no rinsate |  |  | 0 |  |  |  | thermostatted | 25 |  | 50 | tural water (cedar) | time immersed | 47.2083 |  |  | -0.11986 | LR |  | small error bars not clearly defined |  |  |  | 3 | [12 empty] | /mL
Forsyth 2013 Enhanced Ictivation of Bacillus subtilis Spores during Solar Photolysis of Free Available Chlorine |  | Liquid Suspension | CFU/mL | 10000000 |  |  | 40 | mL | 4e-05 | m^3 | no rinsate |  |  | 0 |  |  |  | thermostatted | 25 |  | 50 | tural water (cedar) | time immersed | 71.1074 |  |  | 0.085616 | LR |  | small error bars not clearly defined |  |  |  | 3 | [12 empty] | /mL
Forsyth 2013 Enhanced Ictivation of Bacillus subtilis Spores during Solar Photolysis of Free Available Chlorine |  | Liquid Suspension | CFU/mL | 10000000 |  |  | 40 | mL | 4e-05 | m^3 | no rinsate |  |  | 0 |  |  |  | thermostatted | 25 |  | 50 | tural water (marysville) | time immersed | 0.30591 |  |  | 0.013699 | LR |  | small error bars not clearly defined |  |  |  | 3 | [12 empty] | /mL
Forsyth 2013 Enhanced Ictivation of Bacillus subtilis Spores during Solar Photolysis of Free Available Chlorine |  | Liquid Suspension | CFU/mL | 10000000 |  |  | 40 | mL | 4e-05 | m^3 | no rinsate |  |  | 0 |  |  |  | thermostatted | 25 |  | 50 | tural water (marysville) | time immersed | 25.1353 |  |  | -0.027397 | LR |  | small error bars not clearly defined |  |  |  | 3 | [12 empty] | /mL
Forsyth 2013 Enhanced Ictivation of Bacillus subtilis Spores during Solar Photolysis of Free Available Chlorine |  | Liquid Suspension | CFU/mL | 10000000 |  |  | 40 | mL | 4e-05 | m^3 | no rinsate |  |  | 0 |  |  |  | thermostatted | 25 |  | 50 | tural water (marysville) | time immersed | 48.1261 |  |  | -0.078767 | LR |  | small error bars not clearly defined |  |  |  | 3 | [12 empty] | /mL
Forsyth 2013 Enhanced Ictivation of Bacillus subtilis Spores during Solar Photolysis of Free Available Chlorine |  | Liquid Suspension | CFU/mL | 10000000 |  |  | 40 | mL | 4e-05 | m^3 | no rinsate |  |  | 0 |  |  |  | thermostatted | 25 |  | 50 | tural water (marysville) | time immersed | 72.1637 |  |  | -0.037671 | LR |  | small error bars not clearly defined |  |  |  | 3 | [12 empty] | /mL
Forsyth 2013 Enhanced Ictivation of Bacillus subtilis Spores during Solar Photolysis of Free Available Chlorine |  | Liquid Suspension | CFU/mL | 10000000 |  |  | 40 | mL | 4e-05 | m^3 | no rinsate |  | 2SE | 6.3 | FAC ppm (FAC mg/L) |  |  | thermostatted | 25 |  | 50 | phosphate buffer pH=8 | time immersed |  |  |  | -0.00020556 | LR |  | small error bars not clearly defined |  |  |  | 3 | [12 empty] | /mL
Forsyth 2013 Enhanced Ictivation of Bacillus subtilis Spores during Solar Photolysis of Free Available Chlorine |  | Liquid Suspension | CFU/mL | 10000000 |  |  | 40 | mL | 4e-05 | m^3 | no rinsate |  | 2SE | 6.3 | FAC ppm (FAC mg/L) |  |  | thermostatted | 25 |  | 50 | phosphate buffer pH=8 | time immersed | 2.7216 |  |  | 0.026421 | LR |  | small error bars not clearly defined |  |  |  | 3 | [12 empty] | /mL
Forsyth 2013 Enhanced Ictivation of Bacillus subtilis Spores during Solar Photolysis of Free Available Chlorine |  | Liquid Suspension | CFU/mL | 10000000 |  |  | 40 | mL | 4e-05 | m^3 | no rinsate |  | 2SE | 6.3 | FAC ppm (FAC mg/L) |  |  | thermostatted | 25 |  | 50 | phosphate buffer pH=8 | time immersed | 5.2488 |  |  | 0.04414 | LR |  | small error bars not clearly defined |  |  |  | 3 | [12 empty] | /mL
Forsyth 2013 Enhanced Ictivation of Bacillus subtilis Spores during Solar Photolysis of Free Available Chlorine |  | Liquid Suspension | CFU/mL | 10000000 |  |  | 40 | mL | 4e-05 | m^3 | no rinsate |  | 2SE | 6.3 | FAC ppm (FAC mg/L) |  |  | thermostatted | 25 |  | 50 | phosphate buffer pH=8 | time immersed | 7.5797 |  |  | 0.097667 | LR |  | small error bars not clearly defined |  |  |  | 3 | [12 empty] | /mL
Forsyth 2013 Enhanced Ictivation of Bacillus subtilis Spores during Solar Photolysis of Free Available Chlorine |  | Liquid Suspension | CFU/mL | 9200000 |  |  | 40 | mL | 4e-05 | m^3 | no rinsate |  | 2SE | 6.3 | FAC ppm (FAC mg/L) |  |  | thermostatted | 25 |  | 50 | phosphate buffer pH=8 | time immersed | 9.9063 |  |  | 0.24068 | LR |  | small error bars not clearly defined |  |  |  | 3 | [12 empty] | /mL
Forsyth 2013 Enhanced Ictivation of Bacillus subtilis Spores during Solar Photolysis of Free Available Chlorine |  | Liquid Suspension | CFU/mL | 9200000 |  |  | 40 | mL | 4e-05 | m^3 | no rinsate |  | 2SE | 6.3 | FAC ppm (FAC mg/L) |  |  | thermostatted | 25 |  | 50 | phosphate buffer pH=8 | time immersed | 13.21 |  |  | 0.28519 | LR |  | small error bars not clearly defined |  |  |  | 3 | [12 empty] | /mL
Forsyth 2013 Enhanced Ictivation of Bacillus subtilis Spores during Solar Photolysis of Free Available Chlorine |  | Liquid Suspension | CFU/mL | 9200000 |  |  | 40 | mL | 4e-05 | m^3 | no rinsate |  | 2SE | 6.3 | FAC ppm (FAC mg/L) |  |  | thermostatted | 25 |  | 50 | phosphate buffer pH=8 | time immersed | 16.8896 |  |  | 0.59813 | LR |  | small error bars not clearly defined |  |  |  | 3 | [12 empty] | /mL
Forsyth 2013 Enhanced Ictivation of Bacillus subtilis Spores during Solar Photolysis of Free Available Chlorine |  | Liquid Suspension | CFU/mL | 9200000 |  |  | 40 | mL | 4e-05 | m^3 | no rinsate |  | 2SE | 6.3 | FAC ppm (FAC mg/L) |  |  | thermostatted | 25 |  | 50 | phosphate buffer pH=8 | time immersed | 20.366 |  |  | 1.0901 | LR |  | small error bars not clearly defined |  |  |  | 3 | [12 empty] | /mL
Forsyth 2013 Enhanced Ictivation of Bacillus subtilis Spores during Solar Photolysis of Free Available Chlorine |  | Liquid Suspension | CFU/mL | 9200000 |  |  | 40 | mL | 4e-05 | m^3 | no rinsate |  | 2SE | 6.3 | FAC ppm (FAC mg/L) |  |  | thermostatted | 25 |  | 50 | phosphate buffer pH=8 | time immersed | 23.0602 |  |  | 1.6715 | LR |  | small error bars not clearly defined |  |  |  | 3 | [12 empty] | /mL
Forsyth 2013 Enhanced Ictivation of Bacillus subtilis Spores during Solar Photolysis of Free Available Chlorine |  | Liquid Suspension | CFU/mL | 9200000 |  |  | 40 | mL | 4e-05 | m^3 | no rinsate |  | 2SE | 6.3 | FAC ppm (FAC mg/L) |  |  | thermostatted | 25 |  | 50 | phosphate buffer pH=8 | time immersed | 27.1239 |  |  | 2.0829 | LR |  | small error bars not clearly defined |  |  |  | 3 | [12 empty] | /mL
Forsyth 2013 Enhanced Ictivation of Bacillus subtilis Spores during Solar Photolysis of Free Available Chlorine |  | Liquid Suspension | CFU/mL | 9200000 |  |  | 40 | mL | 4e-05 | m^3 | no rinsate |  | 2SE | 6.3 | FAC ppm (FAC mg/L) |  |  | thermostatted | 25 |  | 50 | phosphate buffer pH=8 | time immersed | 30.9675 |  |  | 3.0222 | LR |  | small error bars not clearly defined |  |  |  | 3 | [12 empty] | /mL
Forsyth 2013 Enhanced Ictivation of Bacillus subtilis Spores during Solar Photolysis of Free Available Chlorine |  | Liquid Suspension | CFU/mL | 9200000 |  |  | 40 | mL | 4e-05 | m^3 | no rinsate |  | 2SE | 3.3 | FAC ppm (FAC mg/L) |  |  | thermostatted | 25 |  | 50 | phosphate buffer pH=8 | time immersed | 5.9491 |  |  | -0.089938 | LR |  | small error bars not clearly defined |  |  |  | 3 | [12 empty] | /mL
Forsyth 2013 Enhanced Ictivation of Bacillus subtilis Spores during Solar Photolysis of Free Available Chlorine |  | Liquid Suspension | CFU/mL | 9200000 |  |  | 40 | mL | 4e-05 | m^3 | no rinsate |  | 2SE | 3.3 | FAC ppm (FAC mg/L) |  |  | thermostatted | 25 |  | 50 | phosphate buffer pH=8 | time immersed | 13.7412 |  |  | -0.045483 | LR |  | small error bars not clearly defined |  |  |  | 3 | [12 empty] | /mL
Forsyth 2013 Enhanced Ictivation of Bacillus subtilis Spores during Solar Photolysis of Free Available Chlorine |  | Liquid Suspension | CFU/mL | 9200000 |  |  | 40 | mL | 4e-05 | m^3 | no rinsate |  | 2SE | 3.3 | FAC ppm (FAC mg/L) |  |  | thermostatted | 25 |  | 50 | phosphate buffer pH=8 | time immersed | 20.7957 |  |  | -0.054692 | LR |  | small error bars not clearly defined |  |  |  | 3 | [12 empty] | /mL
Forsyth 2013 Enhanced Ictivation of Bacillus subtilis Spores during Solar Photolysis of Free Available Chlorine |  | Liquid Suspension | CFU/mL | 9200000 |  |  | 40 | mL | 4e-05 | m^3 | no rinsate |  | 2SE | 3.3 | FAC ppm (FAC mg/L) |  |  | thermostatted | 25 |  | 50 | phosphate buffer pH=8 | time immersed | 25.9874 |  |  | 0.0077563 | LR |  | small error bars not clearly defined |  |  |  | 3 | [12 empty] | /mL
Forsyth 2013 Enhanced Ictivation of Bacillus subtilis Spores during Solar Photolysis of Free Available Chlorine |  | Liquid Suspension | CFU/mL | 9200000 |  |  | 40 | mL | 4e-05 | m^3 | no rinsate |  | 2SE | 3.3 | FAC ppm (FAC mg/L) |  |  | thermostatted | 25 |  | 50 | phosphate buffer pH=8 | time immersed | 33.0344 |  |  | 0.079085 | LR |  | small error bars not clearly defined |  |  |  | 3 | [12 empty] | /mL
Forsyth 2013 Enhanced Ictivation of Bacillus subtilis Spores during Solar Photolysis of Free Available Chlorine |  | Liquid Suspension | CFU/mL | 16300000 |  |  | 40 | mL | 4e-05 | m^3 | no rinsate |  | 2SE | 3.3 | FAC ppm (FAC mg/L) |  |  | thermostatted | 25 |  | 50 | phosphate buffer pH=8 | time immersed | 37.4828 |  |  | 0.15051 | LR |  | small error bars not clearly defined |  |  |  | 3 | [12 empty] | /mL
Forsyth 2013 Enhanced Ictivation of Bacillus subtilis Spores during Solar Photolysis of Free Available Chlorine |  | Liquid Suspension | CFU/mL | 16300000 |  |  | 40 | mL | 4e-05 | m^3 | no rinsate |  | 2SE | 3.3 | FAC ppm (FAC mg/L) |  |  | thermostatted | 25 |  | 50 | phosphate buffer pH=8 | time immersed | 46.0016 |  |  | 0.36496 | LR |  | small error bars not clearly defined |  |  |  | 3 | [12 empty] | /mL
Forsyth 2013 Enhanced Ictivation of Bacillus subtilis Spores during Solar Photolysis of Free Available Chlorine |  | Liquid Suspension | CFU/mL | 16300000 |  |  | 40 | mL | 4e-05 | m^3 | no rinsate |  | 2SE | 3.3 | FAC ppm (FAC mg/L) |  |  | thermostatted | 25 |  | 50 | phosphate buffer pH=8 | time immersed | 51.5587 |  |  | 0.49003 | LR |  | small error bars not clearly defined |  |  |  | 3 | [12 empty] | /mL
Forsyth 2013 Enhanced Ictivation of Bacillus subtilis Spores during Solar Photolysis of Free Available Chlorine |  | Liquid Suspension | CFU/mL | 16300000 |  |  | 40 | mL | 4e-05 | m^3 | no rinsate |  | 2SE | 3.3 | FAC ppm (FAC mg/L) |  |  | thermostatted | 25 |  | 50 | phosphate buffer pH=8 | time immersed | 57.4845 |  |  | 0.64194 | LR |  | small error bars not clearly defined |  |  |  | 3 | [12 empty] | /mL
Forsyth 2013 Enhanced Ictivation of Bacillus subtilis Spores during Solar Photolysis of Free Available Chlorine |  | Liquid Suspension | CFU/mL | 16300000 |  |  | 40 | mL | 4e-05 | m^3 | no rinsate |  | 2SE | 3.3 | FAC ppm (FAC mg/L) |  |  | thermostatted | 25 |  | 50 | phosphate buffer pH=8 | time immersed | 64.8787 |  |  | 0.97276 | LR |  | small error bars not clearly defined |  |  |  | 3 | [12 empty] | /mL
Talbot |  | Liquid Suspension | spores/L | 16300000 | [6 empty] | no rinsate |  |  | 0.449 | mg/L |  |  |  | 5 |  | 50 | water | steady-state conditions | 7 |  |  | 0.55 | LR
Talbot |  | Liquid Suspension | spores/L | 10000000 | [6 empty] | no rinsate |  |  | 0.449 | mg/L |  |  |  | 5 |  | 50 | water | steady-state conditions | 10 |  |  | 0.45 | LR
Talbot |  | Liquid Suspension | spores/L | 10000000 | [6 empty] | no rinsate |  |  | 0.449 | mg/L |  |  |  | 5 |  | 50 | water | steady-state conditions | 11 |  |  | 0.44 | LR
Talbot |  | Liquid Suspension | spores/L | 10000000 | [6 empty] | no rinsate |  |  | 0.449 | mg/L |  |  |  | 5 |  | 50 | water | steady-state conditions | 12 |  |  | 0.61 | LR
Talbot |  | Liquid Suspension | spores/L | 10000000 | [6 empty] | no rinsate |  |  | 0.449 | mg/L |  |  |  | 5 |  | 50 | water | steady-state conditions | 14 |  |  | 0.69 | LR
Talbot |  | Liquid Suspension | spores/L | 10000000 | [6 empty] | no rinsate |  |  | 0.449 | mg/L |  |  |  | 5 |  | 50 | water | steady-state conditions | 15 |  |  | 0.69 | LR
Talbot |  | Liquid Suspension | spores/L | 10000000 | [6 empty] | no rinsate |  |  | 0.449 | mg/L |  |  |  | 5 |  | 50 | water | steady-state conditions | 18 |  |  | 0.85 | LR
Talbot |  | Liquid Suspension | spores/L | 10000000 | [6 empty] | no rinsate |  |  | 0.449 | mg/L |  |  |  | 5 |  | 50 | water | steady-state conditions | 17 |  |  | 0.95 | LR
Talbot |  | Liquid Suspension | spores/L | 10000000 | [6 empty] | no rinsate |  |  | 0.449 | mg/L |  |  |  | 5 |  | 50 | water | steady-state conditions | 16 |  |  | 0.97 | LR
Talbot |  | Liquid Suspension | spores/L | 10000000 | [6 empty] | no rinsate |  |  | 0.449 | mg/L |  |  |  | 5 |  | 50 | water | steady-state conditions | 19 |  |  | 1.04 | LR
Talbot |  | Liquid Suspension | spores/L | 10000000 | [6 empty] | no rinsate |  |  | 0.449 | mg/L |  |  |  | 5 |  | 50 | water | steady-state conditions | 20 |  |  | 1.01 | LR
Talbot |  | Liquid Suspension | spores/L | 10000000 | [6 empty] | no rinsate |  |  | 0.449 | mg/L |  |  |  | 5 |  | 50 | water | steady-state conditions | 22 |  |  | 1.06 | LR
Talbot |  | Liquid Suspension | spores/L | 10000000 | [6 empty] | no rinsate |  |  | 0.449 | mg/L |  |  |  | 5 |  | 50 | water | steady-state conditions | 24 |  |  | 1.33 | LR
Talbot |  | Liquid Suspension | spores/L | 10000000 | [6 empty] | no rinsate |  |  | 0.449 | mg/L |  |  |  | 5 |  | 50 | water | steady-state conditions | 26 |  |  | 1.59 | LR
Talbot |  | Liquid Suspension | spores/L | 10000000 | [6 empty] | no rinsate |  |  | 0.449 | mg/L |  |  |  | 5 |  | 50 | water | steady-state conditions | 28 |  |  | 1.8 | LR
Talbot |  | Liquid Suspension | spores/L | 10000000 | [6 empty] | no rinsate |  |  | 0.74 | mg/L |  |  |  | 5 |  | 50 | water | steady-state conditions | 20 |  |  | 1.7 | LR
Talbot |  | Liquid Suspension | spores/L | 10000000 | [6 empty] | no rinsate |  |  | 0.74 | mg/L |  |  |  | 5 |  | 50 | water | steady-state conditions | 17 |  |  | 1.52 | LR
Talbot |  | Liquid Suspension | spores/L | 10000000 | [6 empty] | no rinsate |  |  | 0.74 | mg/L |  |  |  | 5 |  | 50 | water | steady-state conditions | 15 |  |  | 1.19 | LR
Talbot |  | Liquid Suspension | spores/L | 10000000 | [6 empty] | no rinsate |  |  | 0.74 | mg/L |  |  |  | 5 |  | 50 | water | steady-state conditions | 15 |  |  | 1.1 | LR
Talbot |  | Liquid Suspension | spores/L | 10000000 | [6 empty] | no rinsate |  |  | 0.74 | mg/L |  |  |  | 5 |  | 50 | water | steady-state conditions | 14 |  |  | 1.06 | LR
Talbot |  | Liquid Suspension | spores/L | 10000000 | [6 empty] | no rinsate |  |  | 0.74 | mg/L |  |  |  | 5 |  | 50 | water | steady-state conditions | 14 |  |  | 1.07 | LR
Talbot |  | Liquid Suspension | spores/L | 10000000 | [6 empty] | no rinsate |  |  | 0.74 | mg/L |  |  |  | 5 |  | 50 | water | steady-state conditions | 13 |  |  | 0.95 | LR
Talbot |  | Liquid Suspension | spores/L | 10000000 | [6 empty] | no rinsate |  |  | 0.74 | mg/L |  |  |  | 5 |  | 50 | water | steady-state conditions | 13 |  |  | 0.88 | LR
Talbot |  | Liquid Suspension | spores/L | 10000000 | [6 empty] | no rinsate |  |  | 0.74 | mg/L |  |  |  | 5 |  | 50 | water | steady-state conditions | 12 |  |  | 0.92 | LR
Talbot |  | Liquid Suspension | spores/L | 10000000 | [6 empty] | no rinsate |  |  | 0.74 | mg/L |  |  |  | 5 |  | 50 | water | steady-state conditions | 11 |  |  | 0.95 | LR
Talbot |  | Liquid Suspension | spores/L | 10000000 | [6 empty] | no rinsate |  |  | 0.74 | mg/L |  |  |  | 5 |  | 50 | water | steady-state conditions | 11 |  |  | 0.9 | LR
Talbot |  | Liquid Suspension | spores/L | 10000000 | [6 empty] | no rinsate |  |  | 0.74 | mg/L |  |  |  | 5 |  | 50 | water | steady-state conditions | 10 |  |  | 0.84 | LR
Talbot |  | Liquid Suspension | spores/L | 10000000 | [6 empty] | no rinsate |  |  | 0.74 | mg/L |  |  |  | 5 |  | 50 | water | steady-state conditions | 11 |  |  | 0.83 | LR
Talbot |  | Liquid Suspension | spores/L | 10000000 | [6 empty] | no rinsate |  |  | 0.74 | mg/L |  |  |  | 5 |  | 50 | water | steady-state conditions | 10 |  |  | 0.69 | LR
Talbot |  | Liquid Suspension | spores/L | 10000000 | [6 empty] | no rinsate |  |  | 0.74 | mg/L |  |  |  | 5 |  | 50 | water | steady-state conditions | 9 |  |  | 0.67 | LR
Talbot |  | Liquid Suspension | spores/L | 10000000 | [6 empty] | no rinsate |  |  | 0.74 | mg/L |  |  |  | 5 |  | 50 | water | steady-state conditions | 9 |  |  | 0.61 | LR
Talbot |  | Liquid Suspension | spores/L | 10000000 | [6 empty] | no rinsate |  |  | 0.74 | mg/L |  |  |  | 5 |  | 50 | water | steady-state conditions | 8 |  |  | 0.66 | LR
Talbot |  | Liquid Suspension | spores/L | 10000000 | [6 empty] | no rinsate |  |  | 0.74 | mg/L |  |  |  | 5 |  | 50 | water | steady-state conditions | 5 |  |  | 0.53 | LR
Talbot |  | Liquid Suspension | spores/L | 10000000 | [6 empty] | no rinsate |  |  | 0.74 | mg/L |  |  |  | 5 |  | 50 | water | steady-state conditions | 3 |  |  | 0.49 | LR
Talbot |  | Liquid Suspension | spores/L | 10000000 | [6 empty] | no rinsate |  |  | 0.74 | mg/L |  |  |  | 5 |  | 50 | water | steady-state conditions | 1 |  |  | 0.49 | LR
Talbot |  | Liquid Suspension | spores/L | 10000000 | [6 empty] | no rinsate |  |  | 1 | mg/L |  |  |  | 5 |  | 50 | water | steady-state conditions | 20 |  |  | 2.22 | LR
Talbot |  | Liquid Suspension | spores/L | 10000000 | [6 empty] | no rinsate |  |  | 1 | mg/L |  |  |  | 5 |  | 50 | water | steady-state conditions | 17 |  |  | 1.85 | LR
Talbot |  | Liquid Suspension | spores/L | 100000000 | [6 empty] | no rinsate |  |  | 1 | mg/L |  |  |  | 5 |  | 50 | water | steady-state conditions | 15 |  |  | 1.62 | LR
Talbot |  | Liquid Suspension | spores/L | 100000000 | [6 empty] | no rinsate |  |  | 1 | mg/L |  |  |  | 5 |  | 50 | water | steady-state conditions | 15 |  |  | 1.52 | LR
Talbot |  | Liquid Suspension | spores/L | 100000000 | [6 empty] | no rinsate |  |  | 1 | mg/L |  |  |  | 5 |  | 50 | water | steady-state conditions | 14 |  |  | 1.44 | LR
Talbot |  | Liquid Suspension | spores/L | 100000000 | [6 empty] | no rinsate |  |  | 1 | mg/L |  |  |  | 5 |  | 50 | water | steady-state conditions | 14 |  |  | 1.43 | LR
Talbot |  | Liquid Suspension | spores/L | 100000000 | [6 empty] | no rinsate |  |  | 1 | mg/L |  |  |  | 5 |  | 50 | water | steady-state conditions | 13 |  |  | 1.44 | LR
Talbot |  | Liquid Suspension | spores/L | 100000000 | [6 empty] | no rinsate |  |  | 1 | mg/L |  |  |  | 5 |  | 50 | water | steady-state conditions | 13 |  |  | 1.37 | LR
Talbot |  | Liquid Suspension | spores/L | 100000000 | [6 empty] | no rinsate |  |  | 1 | mg/L |  |  |  | 5 |  | 50 | water | steady-state conditions | 12 |  |  | 1.26 | LR
Talbot |  | Liquid Suspension | spores/L | 100000000 | [6 empty] | no rinsate |  |  | 1 | mg/L |  |  |  | 5 |  | 50 | water | steady-state conditions | 12 |  |  | 1.21 | LR
Talbot |  | Liquid Suspension | spores/L | 100000000 | [6 empty] | no rinsate |  |  | 1 | mg/L |  |  |  | 5 |  | 50 | water | steady-state conditions | 11 |  |  | 1.19 | LR
Talbot |  | Liquid Suspension | spores/L | 100000000 | [6 empty] | no rinsate |  |  | 1 | mg/L |  |  |  | 5 |  | 50 | water | steady-state conditions | 11 |  |  | 1.19 | LR
Talbot |  | Liquid Suspension | spores/L | 100000000 | [6 empty] | no rinsate |  |  | 1 | mg/L |  |  |  | 5 |  | 50 | water | steady-state conditions | 10 |  |  | 1 | LR
Talbot |  | Liquid Suspension | spores/L | 100000000 | [6 empty] | no rinsate |  |  | 1 | mg/L |  |  |  | 5 |  | 50 | water | steady-state conditions | 10 |  |  | 0.99 | LR
Talbot |  | Liquid Suspension | spores/L | 100000000 | [6 empty] | no rinsate |  |  | 1 | mg/L |  |  |  | 5 |  | 50 | water | steady-state conditions | 9 |  |  | 0.91 | LR
Talbot |  | Liquid Suspension | spores/L | 100000000 | [6 empty] | no rinsate |  |  | 1 | mg/L |  |  |  | 5 |  | 50 | water | steady-state conditions | 9 |  |  | 0.83 | LR
Talbot |  | Liquid Suspension | spores/L | 100000000 | [6 empty] | no rinsate |  |  | 1 | mg/L |  |  |  | 5 |  | 50 | water | steady-state conditions | 8 |  |  | 0.76 | LR
Talbot |  | Liquid Suspension | spores/L | 100000000 | [6 empty] | no rinsate |  |  | 1 | mg/L |  |  |  | 5 |  | 50 | water | steady-state conditions | 7 |  |  | 0.68 | LR
Talbot |  | Liquid Suspension | spores/L | 100000000 | [6 empty] | no rinsate |  |  | 1 | mg/L |  |  |  | 5 |  | 50 | water | steady-state conditions | 7 |  |  | 0.64 | LR
Talbot |  | Liquid Suspension | spores/L | 100000000 | [6 empty] | no rinsate |  |  | 1 | mg/L |  |  |  | 5 |  | 50 | water | steady-state conditions | 7 |  |  | 0.59 | LR
Talbot |  | Liquid Suspension | spores/L | 100000000 | [6 empty] | no rinsate |  |  | 1 | mg/L |  |  |  | 5 |  | 50 | water | steady-state conditions | 7 |  |  | 0.56 | LR
Talbot |  | Liquid Suspension | spores/L | 100000000 | [6 empty] | no rinsate |  |  | 1 | mg/L |  |  |  | 5 |  | 50 | water | steady-state conditions | 6 |  |  | 0.65 | LR
Talbot |  | Liquid Suspension | spores/L | 100000000 | [6 empty] | no rinsate |  |  | 1 | mg/L |  |  |  | 5 |  | 50 | water | steady-state conditions | 5 |  |  | 0.64 | LR
Talbot |  | Liquid Suspension | spores/L | 100000000 | [6 empty] | no rinsate |  |  | 1 | mg/L |  |  |  | 5 |  | 50 | water | steady-state conditions | 4 |  |  | 0.54 | LR
Talbot |  | Liquid Suspension | spores/L | 100000000 | [6 empty] | no rinsate |  |  | 1 | mg/L |  |  |  | 5 |  | 50 | water | steady-state conditions | 2 |  |  | 0.48 | LR
Talbot |  | Liquid Suspension | spores/L | 100000000 | [6 empty] | no rinsate |  |  | 1 | mg/L |  |  |  | 5 |  | 50 | water | steady-state conditions | 1 |  |  | 0.49 | LR
Talbot |  | Liquid Suspension | spores/L | 100000000 | [6 empty] | no rinsate |  |  | 1.25 | mg/L |  |  |  | 5 |  | 50 | water | steady-state conditions | 12 |  |  | 1.96 | LR
Talbot |  | Liquid Suspension | spores/L | 100000000 | [6 empty] | no rinsate |  |  | 1.25 | mg/L |  |  |  | 5 |  | 50 | water | steady-state conditions | 10 |  |  | 1.45 | LR
Talbot |  | Liquid Suspension | spores/L | 100000000 | [6 empty] | no rinsate |  |  | 1.25 | mg/L |  |  |  | 5 |  | 50 | water | steady-state conditions | 9 |  |  | 1.21 | LR
Talbot |  | Liquid Suspension | spores/L | 100000000 | [6 empty] | no rinsate |  |  | 1.25 | mg/L |  |  |  | 5 |  | 50 | water | steady-state conditions | 8 |  |  | 1.14 | LR
Talbot |  | Liquid Suspension | spores/L | 100000000 | [6 empty] | no rinsate |  |  | 1.25 | mg/L |  |  |  | 5 |  | 50 | water | steady-state conditions | 8 |  |  | 1.03 | LR
Talbot |  | Liquid Suspension | spores/L | 100000000 | [6 empty] | no rinsate |  |  | 1.25 | mg/L |  |  |  | 5 |  | 50 | water | steady-state conditions | 8 |  |  | 0.97 | LR
Talbot |  | Liquid Suspension | spores/L | 100000000 | [6 empty] | no rinsate |  |  | 1.25 | mg/L |  |  |  | 5 |  | 50 | water | steady-state conditions | 7 |  |  | 0.88 | LR
Talbot |  | Liquid Suspension | spores/L | 100000000 | [6 empty] | no rinsate |  |  | 1.25 | mg/L |  |  |  | 5 |  | 50 | water | steady-state conditions | 7 |  |  | 0.81 | LR
Talbot |  | Liquid Suspension | spores/L | 109 | [6 empty] | no rinsate |  |  | 1.25 | mg/L |  |  |  | 5 |  | 50 | water | steady-state conditions | 6 |  |  | 0.75 | LR
Talbot |  | Liquid Suspension | spores/L | 109 | [6 empty] | no rinsate |  |  | 1.25 | mg/L |  |  |  | 5 |  | 50 | water | steady-state conditions | 6 |  |  | 0.99 | LR
Talbot |  | Liquid Suspension | spores/L | 109 | [6 empty] | no rinsate |  |  | 1.25 | mg/L |  |  |  | 5 |  | 50 | water | steady-state conditions | 5 |  |  | 0.59 | LR
Talbot |  | Liquid Suspension | spores/L | 109 | [6 empty] | no rinsate |  |  | 1.25 | mg/L |  |  |  | 5 |  | 50 | water | steady-state conditions | 5 |  |  | 0.62 | LR
Talbot |  | Liquid Suspension | spores/L | 109 | [6 empty] | no rinsate |  |  | 1.25 | mg/L |  |  |  | 5 |  | 50 | water | steady-state conditions | 4 |  |  | 0.61 | LR
Talbot |  | Liquid Suspension | spores/L | 8000000000 | [6 empty] | no rinsate |  |  | 1.25 | mg/L |  |  |  | 5 |  | 50 | water | steady-state conditions | 4 |  |  | 0.64 | LR
Talbot |  | Liquid Suspension | spores/L | 8000000000 | [6 empty] | no rinsate |  |  | 1.25 | mg/L |  |  |  | 5 |  | 50 | water | steady-state conditions | 3 |  |  | 0.66 | LR
Talbot |  | Liquid Suspension | spores/L | 8000000000 | [6 empty] | no rinsate |  |  | 1.25 | mg/L |  |  |  | 5 |  | 50 | water | steady-state conditions | 3 |  |  | 0.55 | LR
Talbot |  | Liquid Suspension | spores/L | 8000000000 | [6 empty] | no rinsate |  |  | 1.25 | mg/L |  |  |  | 5 |  | 50 | water | steady-state conditions | 2 |  |  | 0.54 | LR
Talbot |  | Liquid Suspension | spores/L | 8000000000 | [6 empty] | no rinsate |  |  | 1.25 | mg/L |  |  |  | 5 |  | 50 | water | steady-state conditions | 2 |  |  | 0.43 | LR
Talbot |  | Liquid Suspension | spores/L | 8000000000 | [6 empty] | no rinsate |  |  | 1.25 | mg/L |  |  |  | 5 |  | 50 | water | steady-state conditions | 1 |  |  | 0.43 | LR
Talbot |  | Liquid Suspension | spores/L | 8000000000 | [6 empty] | no rinsate |  |  | 0.586 | mg/L |  |  |  | 20 |  | 50 | water | steady-state conditions | 14 |  |  | 2.79 | LR
Talbot |  | Liquid Suspension | spores/L | 8000000000 | [6 empty] | no rinsate |  |  | 0.586 | mg/L |  |  |  | 20 |  | 50 | water | steady-state conditions | 12 |  |  | 2.53 | LR
Talbot |  | Liquid Suspension | spores/L | 8000000000 | [6 empty] | no rinsate |  |  | 0.586 | mg/L |  |  |  | 20 |  | 50 | water | steady-state conditions | 10 |  |  | 1.92 | LR
Talbot |  | Liquid Suspension | spores/L | 8000000000 | [6 empty] | no rinsate |  |  | 0.586 | mg/L |  |  |  | 20 |  | 50 | water | steady-state conditions | 9 |  |  | 1.75 | LR
Talbot |  | Liquid Suspension | spores/L | 8000000000 | [6 empty] | no rinsate |  |  | 0.586 | mg/L |  |  |  | 20 |  | 50 | water | steady-state conditions | 7 |  |  | 1.33 | LR
Talbot |  | Liquid Suspension | spores/L | 8000000000 | [6 empty] | no rinsate |  |  | 0.586 | mg/L |  |  |  | 20 |  | 50 | water | steady-state conditions | 7 |  |  | 1.19 | LR
Talbot |  | Liquid Suspension | spores/L | 8000000000 | [6 empty] | no rinsate |  |  | 0.586 | mg/L |  |  |  | 20 |  | 50 | water | steady-state conditions | 6 |  |  | 1.13 | LR
Talbot |  | Liquid Suspension | spores/L | 8000000000 | [6 empty] | no rinsate |  |  | 0.586 | mg/L |  |  |  | 20 |  | 50 | water | steady-state conditions | 6 |  |  | 1.18 | LR
Talbot |  | Liquid Suspension | spores/L | 8000000000 | [6 empty] | no rinsate |  |  | 0.586 | mg/L |  |  |  | 20 |  | 50 | water | steady-state conditions | 5 |  |  | 1.13 | LR
Talbot |  | Liquid Suspension | spores/L | 8000000000 | [6 empty] | no rinsate |  |  | 0.586 | mg/L |  |  |  | 20 |  | 50 | water | steady-state conditions | 4 |  |  | 0.81 | LR
Talbot |  | Liquid Suspension | spores/L | 10000000000 | [6 empty] | no rinsate |  |  | 0.586 | mg/L |  |  |  | 20 |  | 50 | water | steady-state conditions | 3 |  |  | 0.78 | LR
Talbot |  | Liquid Suspension | spores/L | 10000000000 | [6 empty] | no rinsate |  |  | 0.586 | mg/L |  |  |  | 20 |  | 50 | water | steady-state conditions | 4 |  |  | 0.65 | LR
Talbot |  | Liquid Suspension | spores/L | 10000000000 | [6 empty] | no rinsate |  |  | 0.586 | mg/L |  |  |  | 20 |  | 50 | water | steady-state conditions | 3 |  |  | 0.61 | LR
Talbot |  | Liquid Suspension | spores/L | 10000000000 | [6 empty] | no rinsate |  |  | 0.902 | mg/L |  |  |  | 20 |  | 50 | water | steady-state conditions | 6 |  |  | 2.12 | LR
Talbot |  | Liquid Suspension | spores/L | 10000000000 | [6 empty] | no rinsate |  |  | 0.902 | mg/L |  |  |  | 20 |  | 50 | water | steady-state conditions | 5 |  |  | 1.46 | LR
Talbot |  | Liquid Suspension | spores/L | 10000000000 | [6 empty] | no rinsate |  |  | 0.902 | mg/L |  |  |  | 20 |  | 50 | water | steady-state conditions | 4 |  |  | 1.33 | LR
Talbot |  | Liquid Suspension | spores/L | 10000000000 | [6 empty] | no rinsate |  |  | 0.902 | mg/L |  |  |  | 20 |  | 50 | water | steady-state conditions | 4 |  |  | 1.16 | LR
Talbot |  | Liquid Suspension | spores/L | 10000000000 | [6 empty] | no rinsate |  |  | 0.902 | mg/L |  |  |  | 20 |  | 50 | water | steady-state conditions | 2 |  |  | 0.75 | LR
Talbot |  | Liquid Suspension | spores/L | 10000000000 | [6 empty] | no rinsate |  |  | 0.902 | mg/L |  |  |  | 20 |  | 50 | water | steady-state conditions | 0 |  |  | 0.7 | LR
Talbot |  | Liquid Suspension | spores/L | 10000000000 | [6 empty] | no rinsate |  |  | 1.19 | mg/L |  |  |  | 20 |  | 50 | water | steady-state conditions | 5 |  |  | 3.1 | LR
Talbot |  | Liquid Suspension | spores/L | 10000000000 | [6 empty] | no rinsate |  |  | 1.19 | mg/L |  |  |  | 20 |  | 50 | water | steady-state conditions | 4 |  |  | 2.8 | LR
Talbot |  | Liquid Suspension | spores/L | 10000000000 | [6 empty] | no rinsate |  |  | 1.19 | mg/L |  |  |  | 20 |  | 50 | water | steady-state conditions | 3 |  |  | 1.6 | LR
Talbot |  | Liquid Suspension | spores/L | 10000000000 | [6 empty] | no rinsate |  |  | 1.19 | mg/L |  |  |  | 20 |  | 50 | water | steady-state conditions | 4 |  |  | 1.6 | LR
Talbot |  | Liquid Suspension | spores/L | 10000000000 | [6 empty] | no rinsate |  |  | 1.19 | mg/L |  |  |  | 20 |  | 50 | water | steady-state conditions | 3 |  |  | 1.2 | LR
Talbot |  | Liquid Suspension | spores/L | 10000000000 | [6 empty] | no rinsate |  |  | 1.19 | mg/L |  |  |  | 20 |  | 50 | water | steady-state conditions | 3 |  |  | 1.1 | LR
Talbot |  | Liquid Suspension | spores/L | 10000000000 | [6 empty] | no rinsate |  |  | 1.19 | mg/L |  |  |  | 20 |  | 50 | water | steady-state conditions | 0 |  |  | 0.5 | LR
Talbot |  | Liquid Suspension | spores/L | 100000000 | [6 empty] | no rinsate |  |  | 1.434 | mg/L |  |  |  | 20 |  | 50 | water | steady-state conditions | 0 |  |  | 0.33 | LR
Talbot |  | Liquid Suspension | spores/L | 100000000 | [6 empty] | no rinsate |  |  | 1.434 | mg/L |  |  |  | 20 |  | 50 | water | steady-state conditions | 0 |  |  | 0.4 | LR
Talbot |  | Liquid Suspension | spores/L | 100000000 | [6 empty] | no rinsate |  |  | 1.434 | mg/L |  |  |  | 20 |  | 50 | water | steady-state conditions | 0.5 |  |  | 0.53 | LR
Talbot |  | Liquid Suspension | spores/L | 100000000 | [6 empty] | no rinsate |  |  | 1.434 | mg/L |  |  |  | 20 |  | 50 | water | steady-state conditions | 1.1 |  |  | 0.49 | LR
Talbot |  | Liquid Suspension | spores/L | 100000000 | [6 empty] | no rinsate |  |  | 1.434 | mg/L |  |  |  | 20 |  | 50 | water | steady-state conditions | 0.2 |  |  | 0.6 | LR
Talbot |  | Liquid Suspension | spores/L | 100000000 | [6 empty] | no rinsate |  |  | 1.434 | mg/L |  |  |  | 20 |  | 50 | water | steady-state conditions | 1.6 |  |  | 0.66 | LR
Talbot |  | Liquid Suspension | spores/L | 100000000 | [6 empty] | no rinsate |  |  | 1.434 | mg/L |  |  |  | 20 |  | 50 | water | steady-state conditions | 1.1 |  |  | 0.73 | LR
Talbot |  | Liquid Suspension | spores/L | 100000000 | [6 empty] | no rinsate |  |  | 1.434 | mg/L |  |  |  | 20 |  | 50 | water | steady-state conditions | 0.7 |  |  | 0.69 | LR
Talbot |  | Liquid Suspension | spores/L | 1000000000 | [6 empty] | no rinsate |  |  | 1.434 | mg/L |  |  |  | 20 |  | 50 | water | steady-state conditions | 1.6 |  |  | 1.01 | LR
Talbot |  | Liquid Suspension | spores/L | 1000000000 | [6 empty] | no rinsate |  |  | 1.434 | mg/L |  |  |  | 20 |  | 50 | water | steady-state conditions | 2.1 |  |  | 1.03 | LR
Talbot |  | Liquid Suspension | spores/L | 1000000000 | [6 empty] | no rinsate |  |  | 1.434 | mg/L |  |  |  | 20 |  | 50 | water | steady-state conditions | 2.2 |  |  | 1.19 | LR
Talbot |  | Liquid Suspension | spores/L | 1000000000 | [6 empty] | no rinsate |  |  | 1.434 | mg/L |  |  |  | 20 |  | 50 | water | steady-state conditions | 2.3 |  |  | 1.46 | LR
Talbot |  | Liquid Suspension | spores/L | 1000000000 | [6 empty] | no rinsate |  |  | 1.434 | mg/L |  |  |  | 20 |  | 50 | water | steady-state conditions | 2.6 |  |  | 1.73 | LR
Roubos-van den Hil 2010 Soya bean tempe extracts show antibacterial activity against Bacillus cereus cells and spores |  | Liquid Suspension | CFU/mL | 1000000000 |  |  | 0.25 | mL | 2.5e-07 | m^3 |  |  |  | 0 | g/L |  |  |  | 30 |  | 50 | aqueous suspension | time in suspension | 0 |  |  | 5.8842 | LSurv | [5 empty] | 3 | [12 empty] | /mL
Roubos-van den Hil 2010 Soya bean tempe extracts show antibacterial activity against Bacillus cereus cells and spores |  | Liquid Suspension | CFU/mL | 1000000000 |  |  | 0.25 | mL | 2.5e-07 | m^3 |  |  |  | 0 | g/L |  |  |  | 30 |  | 50 | aqueous suspension | time in suspension | 29.1811 |  |  | 5.7738 | LSurv | [5 empty] | 3 | [12 empty] | /mL
Roubos-van den Hil 2010 Soya bean tempe extracts show antibacterial activity against Bacillus cereus cells and spores |  | Liquid Suspension | CFU/mL | 1000000000 |  |  | 0.25 | mL | 2.5e-07 | m^3 |  |  |  | 0 | g/L |  |  |  | 30 |  | 50 | aqueous suspension | time in suspension | 60.1489 |  |  | 5.7473 | LSurv | [5 empty] | 3 | [12 empty] | /mL
Roubos-van den Hil 2010 Soya bean tempe extracts show antibacterial activity against Bacillus cereus cells and spores |  | Liquid Suspension | CFU/mL | 100000000 |  |  | 0.25 | mL | 2.5e-07 | m^3 |  |  |  | 0 | g/L |  |  |  | 30 |  | 50 | aqueous suspension | time in suspension | 120 |  |  | 5.8631 | LSurv | [5 empty] | 3 | [12 empty] | /mL
Roubos-van den Hil 2010 Soya bean tempe extracts show antibacterial activity against Bacillus cereus cells and spores |  | Liquid Suspension | CFU/mL | 100000000 |  |  | 0.25 | mL | 2.5e-07 | m^3 |  |  |  | 0 | g/L |  |  |  | 30 |  | 50 | aqueous suspension | time in suspension | 180.4467 |  |  | 6.842 | LSurv | [5 empty] | 3 | [12 empty] | /mL
Roubos-van den Hil 2010 Soya bean tempe extracts show antibacterial activity against Bacillus cereus cells and spores |  | Liquid Suspension | CFU/mL | 100000000 |  |  | 0.25 | mL | 2.5e-07 | m^3 |  |  |  | 1 | g/L |  |  |  | 30 |  | 50 | aqueous suspension | time in suspension |  |  |  | 5.8842 | LSurv | [5 empty] | 3 | [12 empty] | /mL
Roubos-van den Hil 2010 Soya bean tempe extracts show antibacterial activity against Bacillus cereus cells and spores |  | Liquid Suspension | CFU/mL | 100000000 |  |  | 0.25 | mL | 2.5e-07 | m^3 |  |  |  | 1 | g/L |  |  |  | 30 |  | 50 | aqueous suspension | time in suspension | 14.8883 |  |  | 3.7342 | LSurv | [5 empty] | 3 | [12 empty] | /mL
Roubos-van den Hil 2010 Soya bean tempe extracts show antibacterial activity against Bacillus cereus cells and spores |  | Liquid Suspension | CFU/mL | 100000000 |  |  | 0.25 | mL | 2.5e-07 | m^3 |  |  |  | 1 | g/L |  |  |  | 30 |  | 50 | aqueous suspension | time in suspension | 29.7767 |  |  | 3.1842 | LSurv | [5 empty] | 3 | [12 empty] | /mL
Roubos-van den Hil 2010 Soya bean tempe extracts show antibacterial activity against Bacillus cereus cells and spores |  | Liquid Suspension | CFU/mL | 100000000 |  |  | 0.25 | mL | 2.5e-07 | m^3 |  |  |  | 1 | g/L |  |  |  | 30 |  | 50 | aqueous suspension | time in suspension | 60.1489 |  |  | 2.7578 | LSurv | [5 empty] | 3 | [12 empty] | /mL
Roubos-van den Hil 2010 Soya bean tempe extracts show antibacterial activity against Bacillus cereus cells and spores |  | Liquid Suspension | CFU/mL | 100000000 |  |  | 0.25 | mL | 2.5e-07 | m^3 |  |  |  | 1 | g/L |  |  |  | 30 |  | 50 | aqueous suspension | time in suspension | 120 |  |  | 2.1578 | LSurv | [5 empty] | 3 | [12 empty] | /mL
Roubos-van den Hil 2010 Soya bean tempe extracts show antibacterial activity against Bacillus cereus cells and spores |  | Liquid Suspension | CFU/mL | 100000000 |  |  | 0.25 | mL | 2.5e-07 | m^3 |  |  |  | 1 | g/L |  |  |  | 30 |  | 50 | aqueous suspension | time in suspension | 180.1489 | 1 |  | 2.1894 | LSurv | [5 empty] | 3 | [12 empty] | /mL
Roubos-van den Hil 2010 Soya bean tempe extracts show antibacterial activity against Bacillus cereus cells and spores |  | Liquid Suspension | CFU/mL | 8000000000 |  |  | 0.25 | mL | 2.5e-07 | m^3 |  |  |  | 10 | g/L |  |  |  | 30 |  | 50 | aqueous suspension | time in suspension | 0 | 3 |  | 5.8842 | LSurv | [5 empty] | 3 | [12 empty] | /mL
Roubos-van den Hil 2010 Soya bean tempe extracts show antibacterial activity against Bacillus cereus cells and spores |  | Liquid Suspension | CFU/mL | 8000000000 |  |  | 0.25 | mL | 2.5e-07 | m^3 |  |  |  | 10 | g/L |  |  |  | 30 |  | 50 | aqueous suspension | time in suspension | 29.1811 | 1 |  | 5.7738 | LSurv | [5 empty] | 3 | [12 empty] | /mL
Roubos-van den Hil 2010 Soya bean tempe extracts show antibacterial activity against Bacillus cereus cells and spores |  | Liquid Suspension | CFU/mL | 8000000000 |  |  | 0.25 | mL | 2.5e-07 | m^3 |  |  |  | 10 | g/L |  |  |  | 30 |  | 50 | aqueous suspension | time in suspension | 60.1489 | 1 |  | 5.7473 | LSurv | [5 empty] | 3 | [12 empty] | /mL
Roubos-van den Hil 2010 Soya bean tempe extracts show antibacterial activity against Bacillus cereus cells and spores |  | Liquid Suspension | CFU/mL | 8000000000 |  |  | 0.25 | mL | 2.5e-07 | m^3 |  |  |  | 10 | g/L |  |  |  | 30 |  | 50 | aqueous suspension | time in suspension | 120 | 1 |  | 5.8631 | LSurv | [5 empty] | 3 | [12 empty] | /mL
Roubos-van den Hil 2010 Soya bean tempe extracts show antibacterial activity against Bacillus cereus cells and spores |  | Liquid Suspension | CFU/mL | 8000000000 |  |  | 0.25 | mL | 2.5e-07 | m^3 |  |  |  | 10 | g/L |  |  |  | 30 |  | 50 | aqueous suspension | time in suspension | 180.4467 | 1 |  | 6.842 | LSurv | [5 empty] | 3 | [12 empty] | /mL
March 2015 The differential effects of heat-shocking on the viability of spores from Bacillus anthracis, Bacillus subtilis, and Clostridium sporogenes after treatment with peracetic acid- and glutaraldehyde-based disinfectants |  | Liquid Suspension | CFU/mL | 8000000000 |  |  | 10 | mL | 1e-05 | m^3 |  |  |  | 2.16 | % ambiguous |  |  | waterbath | 20 |  | 50 | aqueous suspension | time immersed |  | 2 |  | -0.11376 | LR | [5 empty] | 3 | [5 empty] | 0 | [6 empty] | /mL
March 2015 The differential effects of heat-shocking on the viability of spores from Bacillus anthracis, Bacillus subtilis, and Clostridium sporogenes after treatment with peracetic acid- and glutaraldehyde-based disinfectants |  | Liquid Suspension | CFU/mL | 8000000000 |  |  | 10 | mL | 1e-05 | m^3 |  |  |  | 2.16 | % ambiguous |  |  | waterbath | 20 |  | 50 | aqueous suspension | time immersed | 39.749 | 2 |  | 2.1556 | LR | [5 empty] | 3 | [5 empty] | 0 | [6 empty] | /mL
March 2015 The differential effects of heat-shocking on the viability of spores from Bacillus anthracis, Bacillus subtilis, and Clostridium sporogenes after treatment with peracetic acid- and glutaraldehyde-based disinfectants |  | Liquid Suspension | CFU/mL | 8000000000 |  |  | 10 | mL | 1e-05 | m^3 |  |  |  | 2.16 | % ambiguous |  |  | waterbath | 20 |  | 50 | aqueous suspension | time immersed | 89.4433 | 4 |  | 3.1324 | LR | [5 empty] | 3 | [5 empty] | 0 | [6 empty] | /mL
March 2015 The differential effects of heat-shocking on the viability of spores from Bacillus anthracis, Bacillus subtilis, and Clostridium sporogenes after treatment with peracetic acid- and glutaraldehyde-based disinfectants |  | Liquid Suspension | CFU/mL | 5000000000 |  |  | 10 | mL | 1e-05 | m^3 |  |  |  | 2.16 | % ambiguous |  |  | waterbath | 20 |  | 50 | aqueous suspension | time immersed | 139.3711 | 3 |  | 4.3837 | LR | [5 empty] | 3 | [5 empty] | 0 | [6 empty] | /mL
March 2015 The differential effects of heat-shocking on the viability of spores from Bacillus anthracis, Bacillus subtilis, and Clostridium sporogenes after treatment with peracetic acid- and glutaraldehyde-based disinfectants |  | Liquid Suspension | CFU/mL | 5000000000 |  |  | 10 | mL | 1e-05 | m^3 |  |  |  | 2.16 | % ambiguous |  |  | waterbath | 20 |  | 50 | aqueous suspension | time immersed | 189.9766 | 4 |  | 5.7447 | LR | [5 empty] | 3 | [5 empty] | 0 | [6 empty] | /mL
March 2015 The differential effects of heat-shocking on the viability of spores from Bacillus anthracis, Bacillus subtilis, and Clostridium sporogenes after treatment with peracetic acid- and glutaraldehyde-based disinfectants |  | Liquid Suspension | CFU/mL | 5000000000 |  |  | 10 | mL | 1e-05 | m^3 |  |  |  | 2.16 | % ambiguous |  |  | waterbath | 20 |  | 50 | aqueous suspension | time immersed |  | 4 |  | 0.078445 | LR | [5 empty] | 3 | [5 empty] | 0 | [6 empty] | /mL
March 2015 The differential effects of heat-shocking on the viability of spores from Bacillus anthracis, Bacillus subtilis, and Clostridium sporogenes after treatment with peracetic acid- and glutaraldehyde-based disinfectants |  | Liquid Suspension | CFU/mL | 5000000000 |  |  | 10 | mL | 1e-05 | m^3 |  |  |  | 2.16 | % ambiguous |  |  | waterbath | 20 |  | 50 | aqueous suspension | time immersed | 3.165 | 3 |  | 3.5639 | LR | [5 empty] | 3 | [5 empty] | 0 | [6 empty] | /mL
March 2015 The differential effects of heat-shocking on the viability of spores from Bacillus anthracis, Bacillus subtilis, and Clostridium sporogenes after treatment with peracetic acid- and glutaraldehyde-based disinfectants |  | Liquid Suspension | CFU/mL | 5000000000 |  |  | 10 | mL | 1e-05 | m^3 |  |  |  | 2.16 | % ambiguous |  |  | waterbath | 20 |  | 50 | aqueous suspension | time immersed | 4.1291 | 4 |  | 5.5951 | LR | [5 empty] | 3 | [5 empty] | 0 | [6 empty] | /mL
March 2015 The differential effects of heat-shocking on the viability of spores from Bacillus anthracis, Bacillus subtilis, and Clostridium sporogenes after treatment with peracetic acid- and glutaraldehyde-based disinfectants |  | Liquid Suspension | CFU/mL | 5000000000 |  |  | 10 | mL | 1e-05 | m^3 |  |  |  | 2.16 | % ambiguous |  |  | waterbath | 20 |  | 50 | aqueous suspension | time immersed | 4.8517 | 1 |  | 7.1047 | LR | [5 empty] | 3 | [5 empty] | 0 | [6 empty] | /mL
March 2015 The differential effects of heat-shocking on the viability of spores from Bacillus anthracis, Bacillus subtilis, and Clostridium sporogenes after treatment with peracetic acid- and glutaraldehyde-based disinfectants |  | Liquid Suspension | CFU/mL | 5000000000 |  |  | 10 | mL | 1e-05 | m^3 |  |  |  | 0.225 | wt% |  |  | waterbath | 20 |  | 50 | aqueous suspension | time immersed | 0.4924 | 2 |  | 3.5142 | LR | [5 empty] | 3 | [5 empty] | 0 | [6 empty] | /mL
March 2015 The differential effects of heat-shocking on the viability of spores from Bacillus anthracis, Bacillus subtilis, and Clostridium sporogenes after treatment with peracetic acid- and glutaraldehyde-based disinfectants |  | Liquid Suspension | CFU/mL | 5000000000 |  |  | 10 | mL | 1e-05 | m^3 |  |  |  | 0.225 | wt% |  |  | waterbath | 20 |  | 50 | aqueous suspension | time immersed | 0.76046 | 2 |  | 5.4463 | LR | [5 empty] | 3 | [5 empty] | 0 | [6 empty] | /mL
March 2015 The differential effects of heat-shocking on the viability of spores from Bacillus anthracis, Bacillus subtilis, and Clostridium sporogenes after treatment with peracetic acid- and glutaraldehyde-based disinfectants |  | Liquid Suspension | CFU/mL | 10000000000 |  |  | 10 | mL | 1e-05 | m^3 |  |  |  | 0.225 | wt% |  |  | waterbath | 20 |  | 50 | aqueous suspension | time immersed | 0.9943 | 4 |  | 6.7548 | LR | [5 empty] | 3 | [5 empty] | 0 | [6 empty] | /mL
March 2015 The differential effects of heat-shocking on the viability of spores from Bacillus anthracis, Bacillus subtilis, and Clostridium sporogenes after treatment with peracetic acid- and glutaraldehyde-based disinfectants |  | Liquid Suspension | CFU/mL | 10000000000 |  |  | 10 | mL | 1e-05 | m^3 |  |  |  | 0.225 | wt% |  |  | waterbath | 20 |  | 50 | aqueous suspension | time immersed | 0.0019011 | 3 |  | 0.047493 | LR | [5 empty] | 3 | [5 empty] | 0 | [6 empty] | /mL
March 2015 The differential effects of heat-shocking on the viability of spores from Bacillus anthracis, Bacillus subtilis, and Clostridium sporogenes after treatment with peracetic acid- and glutaraldehyde-based disinfectants |  | Liquid Suspension | CFU/mL | 10000000000 |  |  | 10 | mL | 1e-05 | m^3 |  |  |  | 0.225 | wt% |  |  | waterbath | 20 |  | 50 | aqueous suspension | time immersed | 0.0019011 | 4 |  | 0.1041 | LR | [5 empty] | 3 | [5 empty] | 0 | [6 empty] | /mL
March 2015 The differential effects of heat-shocking on the viability of spores from Bacillus anthracis, Bacillus subtilis, and Clostridium sporogenes after treatment with peracetic acid- and glutaraldehyde-based disinfectants |  | Liquid Suspension | CFU/mL | 10000000000 |  |  | 10 | mL | 1e-05 | m^3 |  |  |  | 0.225 | wt% |  |  | waterbath | 20 |  | 50 | aqueous suspension | time immersed | 2.9905 | 1 |  | 4.2642 | LR | [5 empty] | 3 | [5 empty] | 0 | [6 empty] | /mL
March 2015 The differential effects of heat-shocking on the viability of spores from Bacillus anthracis, Bacillus subtilis, and Clostridium sporogenes after treatment with peracetic acid- and glutaraldehyde-based disinfectants |  | Liquid Suspension | CFU/mL | 10000000000 |  |  | 10 | mL | 1e-05 | m^3 |  |  |  | 0.225 | wt% |  |  | waterbath | 20 |  | 50 | aqueous suspension | time immersed | 3.5038 | 2 |  | 4.9579 | LR | [5 empty] | 3 | [5 empty] | 0 | [6 empty] | /mL
March 2015 The differential effects of heat-shocking on the viability of spores from Bacillus anthracis, Bacillus subtilis, and Clostridium sporogenes after treatment with peracetic acid- and glutaraldehyde-based disinfectants |  | Liquid Suspension | CFU/mL | 10000000000 |  |  | 10 | mL | 1e-05 | m^3 |  |  |  | 0.225 | wt% |  |  | waterbath | 20 |  | 50 | aqueous suspension | time immersed | 4 | 2 |  | 6.0191 | LR | [5 empty] | 3 | [5 empty] | 0 | [6 empty] | /mL
March 2015 The differential effects of heat-shocking on the viability of spores from Bacillus anthracis, Bacillus subtilis, and Clostridium sporogenes after treatment with peracetic acid- and glutaraldehyde-based disinfectants |  | Liquid Suspension | CFU/mL | 10000000000 |  |  | 10 | mL | 1e-05 | m^3 |  |  |  | 0.225 | wt% |  |  | waterbath | 20 |  | 50 | aqueous suspension | time immersed | 4.4962 | 4 |  | 7.1087 | LR | [5 empty] | 3 | [5 empty] | 0 | [6 empty] | /mL
March 2015 The differential effects of heat-shocking on the viability of spores from Bacillus anthracis, Bacillus subtilis, and Clostridium sporogenes after treatment with peracetic acid- and glutaraldehyde-based disinfectants |  | Liquid Suspension | CFU/mL | 10000000000 |  |  | 10 | mL | 1e-05 | m^3 |  |  |  | 1.17 | wt% |  |  | waterbath | 20 |  | 50 | aqueous suspension | time immersed |  | 3 |  | -0.094554 | LR | [5 empty] | 3 | [5 empty] | 0 | [6 empty] | /mL
March 2015 The differential effects of heat-shocking on the viability of spores from Bacillus anthracis, Bacillus subtilis, and Clostridium sporogenes after treatment with peracetic acid- and glutaraldehyde-based disinfectants |  | Liquid Suspension | CFU/mL | 3000000 |  |  | 10 | mL | 1e-05 | m^3 |  |  |  | 1.17 | wt% |  |  | waterbath | 20 |  | 50 | aqueous suspension | time immersed | 0.25295 | 4 |  | 6.7424 | LR | [5 empty] | 3 | [5 empty] | 0 | [6 empty] | /mL
March 2015 The differential effects of heat-shocking on the viability of spores from Bacillus anthracis, Bacillus subtilis, and Clostridium sporogenes after treatment with peracetic acid- and glutaraldehyde-based disinfectants |  | Liquid Suspension | CFU/mL | 3000000 |  |  | 10 | mL | 1e-05 | m^3 |  |  |  | 1.17 | wt% |  |  | waterbath | 20 |  | 50 | aqueous suspension | time immersed |  | 1 |  | 0.015632 | LR | [5 empty] | 3 | [5 empty] | 0 | [6 empty] | /mL
March 2015 The differential effects of heat-shocking on the viability of spores from Bacillus anthracis, Bacillus subtilis, and Clostridium sporogenes after treatment with peracetic acid- and glutaraldehyde-based disinfectants |  | Liquid Suspension | CFU/mL | 3000000 |  |  | 10 | mL | 1e-05 | m^3 |  |  |  | 1.17 | wt% |  |  | waterbath | 20 |  | 50 | aqueous suspension | time immersed | 0.50997 | 3 |  | 3.9889 | LR | [5 empty] | 3 | [5 empty] | 0 | [6 empty] | /mL
March 2015 The differential effects of heat-shocking on the viability of spores from Bacillus anthracis, Bacillus subtilis, and Clostridium sporogenes after treatment with peracetic acid- and glutaraldehyde-based disinfectants |  | Liquid Suspension | CFU/mL | 3000000 |  |  | 10 | mL | 1e-05 | m^3 |  |  |  | 1.17 | wt% |  |  | waterbath | 20 |  | 50 | aqueous suspension | time immersed | 0.75991 | 2 |  | 6.251 | LR | [5 empty] | 3 | [5 empty] | 0 | [6 empty] | /mL
Nerandzic 2015 Unlocking the Sporicidal Potential of Ethanol: Induced Sporicidal Activity of Ethanol against Clostridium difficile and Bacillus Spores under Altered Physical and Chemical Conditions |  | Liquid Suspension | CFU | 3000000 |  |  | 1 | mL | 1e-06 | m^3 | no rinsate |  |  | 70 | v% |  |  |  | 22 |  | 50 | aqueous suspension | time in suspension |  | 4 |  | 1.1 | LR | 0.36 | SD |  |  |  | 3 | [12 empty] | /mL
Nerandzic 2015 Unlocking the Sporicidal Potential of Ethanol: Induced Sporicidal Activity of Ethanol against Clostridium difficile and Bacillus Spores under Altered Physical and Chemical Conditions |  | Liquid Suspension | CFU | 3000000 |  |  | 1 | mL | 1e-06 | m^3 | no rinsate |  |  | 70 | v% |  |  |  | 22 |  | 50 | aqueous suspension | time in suspension |  | 3 |  | 0.5 | LR | 0.1 | SD |  |  |  | 3 | [12 empty] | /mL
Nerandzic 2015 Unlocking the Sporicidal Potential of Ethanol: Induced Sporicidal Activity of Ethanol against Clostridium difficile and Bacillus Spores under Altered Physical and Chemical Conditions |  | Liquid Suspension | CFU | 3000000 |  |  | 1 | mL | 1e-06 | m^3 | no rinsate |  |  | 70 | v% |  |  |  | 22 |  | 50 | aqueous suspension | time in suspension |  | 4 |  | 0.3 | LR | 0.06 | SD |  |  |  | 3 | [12 empty] | /mL
Nerandzic 2015 Unlocking the Sporicidal Potential of Ethanol: Induced Sporicidal Activity of Ethanol against Clostridium difficile and Bacillus Spores under Altered Physical and Chemical Conditions |  | Liquid Suspension | CFU | 3000000 |  |  | 1 | mL | 1e-06 | m^3 | no rinsate |  |  | 70 | v% |  |  |  | 22 |  | 50 | aqueous suspension | time in suspension |  |  |  | 0.1 | LR | 0.1 | SD |  |  |  | 3 | [12 empty] | /mL
Nerandzic 2015 Unlocking the Sporicidal Potential of Ethanol: Induced Sporicidal Activity of Ethanol against Clostridium difficile and Bacillus Spores under Altered Physical and Chemical Conditions |  | Liquid Suspension |  |  |  |  | 1 | mL | 1e-06 | m^3 | no rinsate |  |  | 70 | v% |  |  |  | 22 |  | 50 | aqueous suspension | time in suspension |  |  |  | 0.1 | LR | 0.17 | SD |  |  |  | 3 | [12 empty] | /mL
Nerandzic 2015 Unlocking the Sporicidal Potential of Ethanol: Induced Sporicidal Activity of Ethanol against Clostridium difficile and Bacillus Spores under Altered Physical and Chemical Conditions |  | Liquid Suspension |  |  |  |  | 1 | mL | 1e-06 | m^3 | no rinsate |  |  | 70 | v% |  |  |  | 22 |  | 50 | aqueous suspension | time in suspension |  |  |  | 0 | LR | 0 | SD |  |  |  | 3 | [12 empty] | /mL
Nerandzic 2015 Unlocking the Sporicidal Potential of Ethanol: Induced Sporicidal Activity of Ethanol against Clostridium difficile and Bacillus Spores under Altered Physical and Chemical Conditions |  | Liquid Suspension |  |  |  |  | 1 | mL | 1e-06 | m^3 | no rinsate |  |  | 70 | v% |  |  |  | 22 |  | 50 | aqueous suspension | time in suspension |  |  |  | 0 | LR | 0 | SD |  |  |  | 3 | [12 empty] | /mL
Nerandzic 2015 Unlocking the Sporicidal Potential of Ethanol: Induced Sporicidal Activity of Ethanol against Clostridium difficile and Bacillus Spores under Altered Physical and Chemical Conditions |  | Liquid Suspension |  |  |  |  | 1 | mL | 1e-06 | m^3 | no rinsate |  |  | 70 | v% |  |  |  | 22 |  | 50 | aqueous suspension | time in suspension |  |  |  | 0.03 | LR | 0.05 | SD |  |  |  | 3 | [12 empty] | /mL
Nerandzic 2015 Unlocking the Sporicidal Potential of Ethanol: Induced Sporicidal Activity of Ethanol against Clostridium difficile and Bacillus Spores under Altered Physical and Chemical Conditions |  | Liquid Suspension |  |  |  |  | 1 | mL | 1e-06 | m^3 | no rinsate |  |  | 70 | v% |  |  |  | 22 |  | 50 | aqueous suspension | time in suspension |  |  |  | 0.07 | LR | 0.06 | SD |  |  |  | 3 | [12 empty] | /mL
Nerandzic 2015 Unlocking the Sporicidal Potential of Ethanol: Induced Sporicidal Activity of Ethanol against Clostridium difficile and Bacillus Spores under Altered Physical and Chemical Conditions |  | Liquid Suspension |  |  |  |  | 1 | mL | 1e-06 | m^3 | no rinsate |  |  | 70 | v% |  |  |  | 22 |  | 50 | aqueous suspension | time in suspension |  |  |  | 0.1 | LR | 0.1 | SD |  |  |  | 3 | [12 empty] | /mL
Nerandzic 2015 Unlocking the Sporicidal Potential of Ethanol: Induced Sporicidal Activity of Ethanol against Clostridium difficile and Bacillus Spores under Altered Physical and Chemical Conditions |  | Liquid Suspension |  |  |  |  | 1 | mL | 1e-06 | m^3 | no rinsate |  |  | 70 | v% |  |  |  | 22 |  | 50 | aqueous suspension | time in suspension |  |  |  | 0.1 | LR | 0.1 | SD |  |  |  | 3 | [12 empty] | /mL
Nerandzic 2015 Unlocking the Sporicidal Potential of Ethanol: Induced Sporicidal Activity of Ethanol against Clostridium difficile and Bacillus Spores under Altered Physical and Chemical Conditions |  | Liquid Suspension |  |  |  |  | 1 | mL | 1e-06 | m^3 | no rinsate |  |  | 70 | v% |  |  |  | 22 |  | 50 | aqueous suspension | time in suspension |  |  |  | 0.03 | LR | 0.06 | SD |  |  |  | 3 | [12 empty] | /mL
Nerandzic 2015 Unlocking the Sporicidal Potential of Ethanol: Induced Sporicidal Activity of Ethanol against Clostridium difficile and Bacillus Spores under Altered Physical and Chemical Conditions |  | Liquid Suspension |  |  |  |  | 1 | mL | 1e-06 | m^3 | no rinsate |  |  | 70 | v% |  |  |  | 22 |  | 50 | aqueous suspension | time in suspension |  |  |  | 0.2 | LR | 0.12 | SD |  |  |  | 3 | [12 empty] | /mL
Nerandzic 2015 Unlocking the Sporicidal Potential of Ethanol: Induced Sporicidal Activity of Ethanol against Clostridium difficile and Bacillus Spores under Altered Physical and Chemical Conditions |  | Liquid Suspension |  |  |  |  | 1 | mL | 1e-06 | m^3 | no rinsate |  |  | 70 | v% |  |  |  | 22 |  | 50 | aqueous suspension | time in suspension |  |  |  | 0.2 | LR | 0.15 | SD |  |  |  | 3 | [12 empty] | /mL
Nerandzic 2015 Unlocking the Sporicidal Potential of Ethanol: Induced Sporicidal Activity of Ethanol against Clostridium difficile and Bacillus Spores under Altered Physical and Chemical Conditions |  | Liquid Suspension |  |  |  |  | 1 | mL | 1e-06 | m^3 | no rinsate |  |  | 70 | v% |  |  |  | 22 |  | 50 | aqueous suspension | time in suspension |  |  |  | 0.8 | LR | 0.2 | SD |  |  |  | 3 | [12 empty] | /mL
Nerandzic 2015 Unlocking the Sporicidal Potential of Ethanol: Induced Sporicidal Activity of Ethanol against Clostridium difficile and Bacillus Spores under Altered Physical and Chemical Conditions |  | Liquid Suspension |  |  |  |  | 1 | mL | 1e-06 | m^3 | no rinsate |  |  | 70 | v% |  |  |  | 22 |  | 50 | aqueous suspension | time in suspension |  |  |  | 0.2 | LR | 0.06 | SD |  |  |  | 3 | [12 empty] | /mL
Nerandzic 2015 Unlocking the Sporicidal Potential of Ethanol: Induced Sporicidal Activity of Ethanol against Clostridium difficile and Bacillus Spores under Altered Physical and Chemical Conditions |  | Liquid Suspension |  |  |  |  | 1 | mL | 1e-06 | m^3 | no rinsate |  |  | 70 | v% |  |  |  | 22 |  | 50 | aqueous suspension | time in suspension |  |  |  | 0.13 | LR | 0.06 | SD |  |  |  | 3 | [12 empty] | /mL
Nerandzic 2015 Unlocking the Sporicidal Potential of Ethanol: Induced Sporicidal Activity of Ethanol against Clostridium difficile and Bacillus Spores under Altered Physical and Chemical Conditions |  | Liquid Suspension |  |  |  |  | 1 | mL | 1e-06 | m^3 | no rinsate |  |  | 70 | v% |  |  |  | 22 |  | 50 | aqueous suspension | time in suspension |  |  |  | 0.13 | LR | 0.16 | SD |  |  |  | 3 | [12 empty] | /mL
Nerandzic 2015 Unlocking the Sporicidal Potential of Ethanol: Induced Sporicidal Activity of Ethanol against Clostridium difficile and Bacillus Spores under Altered Physical and Chemical Conditions |  | Liquid Suspension |  |  |  |  | 1 | mL | 1e-06 | m^3 | no rinsate |  |  | 70 | v% |  |  |  | 22 |  | 50 | aqueous suspension | time in suspension |  |  |  | 0.1 | LR | 0.17 | SD |  |  |  | 3 | [12 empty] | /mL
Nerandzic 2015 Unlocking the Sporicidal Potential of Ethanol: Induced Sporicidal Activity of Ethanol against Clostridium difficile and Bacillus Spores under Altered Physical and Chemical Conditions |  | Liquid Suspension |  |  |  |  | 1 | mL | 1e-06 | m^3 | no rinsate |  |  | 70 | v% |  |  |  | 22 |  | 50 | aqueous suspension | time in suspension |  |  |  | 0.1 | LR | 0.1 | SD |  |  |  | 3 | [12 empty] | /mL
Nerandzic 2015 Unlocking the Sporicidal Potential of Ethanol: Induced Sporicidal Activity of Ethanol against Clostridium difficile and Bacillus Spores under Altered Physical and Chemical Conditions |  | Liquid Suspension |  |  |  |  | 1 | mL | 1e-06 | m^3 | no rinsate |  |  | 70 | v% |  |  |  | 22 |  | 50 | aqueous suspension | time in suspension |  |  |  | 0.07 | LR | 0.06 | SD |  |  |  | 3 | [12 empty] | /mL
Nerandzic 2015 Unlocking the Sporicidal Potential of Ethanol: Induced Sporicidal Activity of Ethanol against Clostridium difficile and Bacillus Spores under Altered Physical and Chemical Conditions |  | Liquid Suspension |  |  |  |  | 1 | mL | 1e-06 | m^3 | no rinsate |  |  | 70 | v% |  |  |  | 22 |  | 50 | aqueous suspension | time in suspension |  |  |  | 0 | LR | 0 | SD |  |  |  | 3 | [12 empty] | /mL
Nerandzic 2015 Unlocking the Sporicidal Potential of Ethanol: Induced Sporicidal Activity of Ethanol against Clostridium difficile and Bacillus Spores under Altered Physical and Chemical Conditions |  | Liquid Suspension |  |  |  |  | 1 | mL | 1e-06 | m^3 | no rinsate |  |  | 70 | v% |  |  |  | 22 |  | 50 | aqueous suspension | time in suspension |  |  |  | 0 | LR | 0 | SD |  |  |  | 3 | [12 empty] | /mL
Nerandzic 2015 Unlocking the Sporicidal Potential of Ethanol: Induced Sporicidal Activity of Ethanol against Clostridium difficile and Bacillus Spores under Altered Physical and Chemical Conditions |  | Liquid Suspension |  |  |  |  | 1 | mL | 1e-06 | m^3 | no rinsate |  |  | 70 | v% |  |  |  | 22 |  | 50 | aqueous suspension | time in suspension |  |  |  | 0.13 | LR | 0.06 | SD |  |  |  | 3 | [12 empty] | /mL
Nerandzic 2015 Unlocking the Sporicidal Potential of Ethanol: Induced Sporicidal Activity of Ethanol against Clostridium difficile and Bacillus Spores under Altered Physical and Chemical Conditions |  | Liquid Suspension |  |  |  |  | 1 | mL | 1e-06 | m^3 | no rinsate |  |  | 70 | v% |  |  |  | 22 |  | 50 | aqueous suspension | time in suspension |  |  |  | 0.17 | LR | 0.12 | SD |  |  |  | 3 | [12 empty] | /mL
Nerandzic 2015 Unlocking the Sporicidal Potential of Ethanol: Induced Sporicidal Activity of Ethanol against Clostridium difficile and Bacillus Spores under Altered Physical and Chemical Conditions |  | Liquid Suspension |  |  |  |  | 1 | mL | 1e-06 | m^3 | no rinsate |  |  | 70 | v% |  |  |  | 22 |  | 50 | aqueous suspension | time in suspension |  |  |  | 0.17 | LR | 0.15 | SD |  |  |  | 3 | [12 empty] | /mL
Nerandzic 2015 Unlocking the Sporicidal Potential of Ethanol: Induced Sporicidal Activity of Ethanol against Clostridium difficile and Bacillus Spores under Altered Physical and Chemical Conditions |  | Liquid Suspension |  |  |  |  | 1 | mL | 1e-06 | m^3 | no rinsate |  |  | 70 | v% |  |  |  | 22 |  | 50 | aqueous suspension | time in suspension |  |  |  | 0 | LR | 0 | SD |  |  |  | 3 | [12 empty] | /mL
Nerandzic 2015 Unlocking the Sporicidal Potential of Ethanol: Induced Sporicidal Activity of Ethanol against Clostridium difficile and Bacillus Spores under Altered Physical and Chemical Conditions |  | Liquid Suspension |  |  |  |  | 1 | mL | 1e-06 | m^3 | no rinsate |  |  | 70 | v% |  |  |  | 22 |  | 50 | aqueous suspension | time in suspension |  |  |  | 0.1 | LR | 0.1 | SD |  |  |  | 3 | [12 empty] | /mL
Nerandzic 2015 Unlocking the Sporicidal Potential of Ethanol: Induced Sporicidal Activity of Ethanol against Clostridium difficile and Bacillus Spores under Altered Physical and Chemical Conditions |  | Liquid Suspension |  |  |  |  | 1 | mL | 1e-06 | m^3 | no rinsate |  |  | 70 | v% |  |  |  | 22 |  | 50 | aqueous suspension | time in suspension |  |  |  | 0.13 | LR | 0.16 | SD |  |  |  | 3 | [12 empty] | /mL
Nerandzic 2015 Unlocking the Sporicidal Potential of Ethanol: Induced Sporicidal Activity of Ethanol against Clostridium difficile and Bacillus Spores under Altered Physical and Chemical Conditions |  | Liquid Suspension |  |  |  |  | 1 | mL | 1e-06 | m^3 | no rinsate |  |  | 70 | v% |  |  |  | 22 |  | 50 | aqueous suspension | time in suspension |  |  |  | 0.5 | LR | 0.15 | SD |  |  |  | 3 | [12 empty] | /mL
Nerandzic 2015 Unlocking the Sporicidal Potential of Ethanol: Induced Sporicidal Activity of Ethanol against Clostridium difficile and Bacillus Spores under Altered Physical and Chemical Conditions |  | Liquid Suspension |  |  |  |  | 1 | mL | 1e-06 | m^3 | no rinsate |  |  | 70 | v% |  |  |  | 55 |  | 50 | aqueous suspension | time in suspension | 0 |  |  | 0.13 | LR | 0.06 | SD |  |  |  | 3 | [12 empty] | /mL
Nerandzic 2015 Unlocking the Sporicidal Potential of Ethanol: Induced Sporicidal Activity of Ethanol against Clostridium difficile and Bacillus Spores under Altered Physical and Chemical Conditions |  | Liquid Suspension |  |  |  |  | 1 | mL | 1e-06 | m^3 | no rinsate |  |  | 70 | v% |  |  |  | 55 |  | 50 | aqueous suspension | time in suspension | 5 |  |  | 0.03 | LR | 0.06 | SD |  |  |  | 3 | [12 empty] | /mL
Nerandzic 2015 Unlocking the Sporicidal Potential of Ethanol: Induced Sporicidal Activity of Ethanol against Clostridium difficile and Bacillus Spores under Altered Physical and Chemical Conditions |  | Liquid Suspension |  |  |  |  | 1 | mL | 1e-06 | m^3 | no rinsate |  |  | 70 | v% |  |  |  | 55 |  | 50 | aqueous suspension | time in suspension | 10 |  |  | 0.07 | LR | 0.11 | SD |  |  |  | 3 | [12 empty] | /mL
Nerandzic 2015 Unlocking the Sporicidal Potential of Ethanol: Induced Sporicidal Activity of Ethanol against Clostridium difficile and Bacillus Spores under Altered Physical and Chemical Conditions |  | Liquid Suspension |  |  |  |  | 1 | mL | 1e-06 | m^3 | no rinsate |  |  | 70 | v% |  |  |  | 55 |  | 50 | aqueous suspension | time in suspension | 20 |  |  | 0.1 | LR | 0.1 | SD |  |  |  | 3 | [12 empty] | /mL
Nerandzic 2015 Unlocking the Sporicidal Potential of Ethanol: Induced Sporicidal Activity of Ethanol against Clostridium difficile and Bacillus Spores under Altered Physical and Chemical Conditions |  | Liquid Suspension |  |  |  |  | 1 | mL | 1e-06 | m^3 | no rinsate |  |  | 70 | v% |  |  |  | 55 |  | 50 | aqueous suspension | time in suspension | 30 |  |  | 0.1 | LR | 0 | SD |  |  |  | 3 | [12 empty] | /mL
Nerandzic 2015 Unlocking the Sporicidal Potential of Ethanol: Induced Sporicidal Activity of Ethanol against Clostridium difficile and Bacillus Spores under Altered Physical and Chemical Conditions |  | Liquid Suspension |  |  |  |  | 1 | mL | 1e-06 | m^3 | no rinsate |  |  | 70 | v% |  |  |  | 55 |  | 50 | aqueous suspension | time in suspension | 60 |  |  | 0.23 | LR | 0.06 | SD |  |  |  | 3 | [12 empty] | /mL
Nerandzic 2015 Unlocking the Sporicidal Potential of Ethanol: Induced Sporicidal Activity of Ethanol against Clostridium difficile and Bacillus Spores under Altered Physical and Chemical Conditions |  | Liquid Suspension |  |  |  |  | 1 | mL | 1e-06 | m^3 | no rinsate |  |  | 70 | v% |  |  |  | 55 |  | 50 | aqueous suspension | time in suspension | 0 |  |  | 0.17 | LR | 0.06 | SD |  |  |  | 3 | [12 empty] | /mL
Nerandzic 2015 Unlocking the Sporicidal Potential of Ethanol: Induced Sporicidal Activity of Ethanol against Clostridium difficile and Bacillus Spores under Altered Physical and Chemical Conditions |  | Liquid Suspension |  |  |  |  | 1 | mL | 1e-06 | m^3 | no rinsate |  |  | 70 | v% |  |  |  | 55 |  | 50 | aqueous suspension | time in suspension | 5 |  |  | 0.17 | LR | 0.15 | SD |  |  |  | 3 | [12 empty] | /mL
Nerandzic 2015 Unlocking the Sporicidal Potential of Ethanol: Induced Sporicidal Activity of Ethanol against Clostridium difficile and Bacillus Spores under Altered Physical and Chemical Conditions |  | Liquid Suspension |  |  |  |  | 1 | mL | 1e-06 | m^3 | no rinsate |  |  | 70 | v% |  |  |  | 55 |  | 50 | aqueous suspension | time in suspension | 10 |  |  | 0 | LR | 0 | SD |  |  |  | 3 | [12 empty] | /mL
Nerandzic 2015 Unlocking the Sporicidal Potential of Ethanol: Induced Sporicidal Activity of Ethanol against Clostridium difficile and Bacillus Spores under Altered Physical and Chemical Conditions |  | Liquid Suspension |  |  |  |  | 1 | mL | 1e-06 | m^3 | no rinsate |  |  | 70 | v% |  |  |  | 55 |  | 50 | aqueous suspension | time in suspension | 20 |  |  | 0.03 | LR | 0.06 | SD |  |  |  | 3 | [12 empty] | /mL
Nerandzic 2015 Unlocking the Sporicidal Potential of Ethanol: Induced Sporicidal Activity of Ethanol against Clostridium difficile and Bacillus Spores under Altered Physical and Chemical Conditions |  | Liquid Suspension |  |  |  |  | 1 | mL | 1e-06 | m^3 | no rinsate |  |  | 70 | v% |  |  |  | 55 |  | 50 | aqueous suspension | time in suspension | 30 |  |  | 0.17 | LR | 0.06 | SD |  |  |  | 3 | [12 empty] | /mL
Nerandzic 2015 Unlocking the Sporicidal Potential of Ethanol: Induced Sporicidal Activity of Ethanol against Clostridium difficile and Bacillus Spores under Altered Physical and Chemical Conditions |  | Liquid Suspension |  |  |  |  | 1 | mL | 1e-06 | m^3 | no rinsate |  |  | 70 | v% |  |  |  | 55 |  | 50 | aqueous suspension | time in suspension | 60 |  |  | 0.07 | LR | 0.06 | SD |  |  |  | 3 | [12 empty] | /mL
Nerandzic 2015 Unlocking the Sporicidal Potential of Ethanol: Induced Sporicidal Activity of Ethanol against Clostridium difficile and Bacillus Spores under Altered Physical and Chemical Conditions |  | Liquid Suspension |  |  |  |  | 1 | mL | 1e-06 | m^3 | no rinsate |  |  | 70 | v% |  |  |  | 80 |  | 50 | aqueous suspension | time in suspension | 0 |  |  | 0.13 | LR | 0.15 | SD |  |  |  | 3 | [12 empty] | /mL
Nerandzic 2015 Unlocking the Sporicidal Potential of Ethanol: Induced Sporicidal Activity of Ethanol against Clostridium difficile and Bacillus Spores under Altered Physical and Chemical Conditions |  | Liquid Suspension |  |  |  |  | 1 | mL | 1e-06 | m^3 | no rinsate |  |  | 70 | v% |  |  |  | 80 |  | 50 | aqueous suspension | time in suspension | 5 |  |  | 3.9 | LR | 0.21 | SD |  |  |  | 3 | [12 empty] | /mL
Nerandzic 2015 Unlocking the Sporicidal Potential of Ethanol: Induced Sporicidal Activity of Ethanol against Clostridium difficile and Bacillus Spores under Altered Physical and Chemical Conditions |  | Liquid Suspension |  |  |  |  | 1 | mL | 1e-06 | m^3 | no rinsate |  |  | 70 | v% |  |  |  | 80 |  | 50 | aqueous suspension | time in suspension | 10 |  |  | 4.1 | LR | 0.55 | SD |  |  |  | 3 | [12 empty] | /mL
Nerandzic 2015 Unlocking the Sporicidal Potential of Ethanol: Induced Sporicidal Activity of Ethanol against Clostridium difficile and Bacillus Spores under Altered Physical and Chemical Conditions |  | Liquid Suspension |  |  |  |  | 1 | mL | 1e-06 | m^3 | no rinsate |  |  | 70 | v% |  |  |  | 80 |  | 50 | aqueous suspension | time in suspension | 20 |  |  | 4.6 | LR | 0.23 | SD |  |  |  | 3 | [12 empty] | /mL
Nerandzic 2015 Unlocking the Sporicidal Potential of Ethanol: Induced Sporicidal Activity of Ethanol against Clostridium difficile and Bacillus Spores under Altered Physical and Chemical Conditions |  | Liquid Suspension |  |  |  |  | 1 | mL | 1e-06 | m^3 | no rinsate |  |  | 70 | v% |  |  |  | 80 |  | 50 | aqueous suspension | time in suspension | 30 |  |  | 5 | LR | 0.25 | SD |  |  |  | 3 | [12 empty] | /mL
Nerandzic 2015 Unlocking the Sporicidal Potential of Ethanol: Induced Sporicidal Activity of Ethanol against Clostridium difficile and Bacillus Spores under Altered Physical and Chemical Conditions |  | Liquid Suspension |  |  |  |  | 1 | mL | 1e-06 | m^3 | no rinsate |  |  | 70 | v% |  |  |  | 80 |  | 50 | aqueous suspension | time in suspension | 60 |  |  | 5.7 | LR | 0.26 | SD |  |  |  | 3 | [12 empty] | /mL
Nerandzic 2015 Unlocking the Sporicidal Potential of Ethanol: Induced Sporicidal Activity of Ethanol against Clostridium difficile and Bacillus Spores under Altered Physical and Chemical Conditions |  | Liquid Suspension |  |  |  |  | 1 | mL | 1e-06 | m^3 | no rinsate |  |  | 70 | v% |  |  |  | 80 |  | 50 | aqueous suspension | time in suspension | 0 |  |  | 0.07 | LR | 0.12 | SD |  |  |  | 3 | [12 empty] | /mL
Nerandzic 2015 Unlocking the Sporicidal Potential of Ethanol: Induced Sporicidal Activity of Ethanol against Clostridium difficile and Bacillus Spores under Altered Physical and Chemical Conditions |  | Liquid Suspension |  |  |  |  | 1 | mL | 1e-06 | m^3 | no rinsate |  |  | 70 | v% |  |  |  | 80 |  | 50 | aqueous suspension | time in suspension | 5 |  |  | 0.23 | LR | 0.21 | SD |  |  |  | 3 | [12 empty] | /mL
Nerandzic 2015 Unlocking the Sporicidal Potential of Ethanol: Induced Sporicidal Activity of Ethanol against Clostridium difficile and Bacillus Spores under Altered Physical and Chemical Conditions |  | Liquid Suspension |  |  |  |  | 1 | mL | 1e-06 | m^3 | no rinsate |  |  | 70 | v% |  |  |  | 80 |  | 50 | aqueous suspension | time in suspension | 10 |  |  | 0.7 | LR | 0.56 | SD |  |  |  | 3 | [12 empty] | /mL
Nerandzic 2015 Unlocking the Sporicidal Potential of Ethanol: Induced Sporicidal Activity of Ethanol against Clostridium difficile and Bacillus Spores under Altered Physical and Chemical Conditions |  | Liquid Suspension |  |  |  |  | 1 | mL | 1e-06 | m^3 | no rinsate |  |  | 70 | v% |  |  |  | 80 |  | 50 | aqueous suspension | time in suspension | 20 |  |  | 1.2 | LR | 0.61 | SD |  |  |  | 3 | [12 empty] | /mL
Nerandzic 2015 Unlocking the Sporicidal Potential of Ethanol: Induced Sporicidal Activity of Ethanol against Clostridium difficile and Bacillus Spores under Altered Physical and Chemical Conditions |  | Liquid Suspension |  |  |  |  | 1 | mL | 1e-06 | m^3 | no rinsate |  |  | 70 | v% |  |  |  | 80 |  | 50 | aqueous suspension | time in suspension | 30 |  |  | 2.7 | LR | 0.55 | SD |  |  |  | 3 | [12 empty] | /mL
Nerandzic 2015 Unlocking the Sporicidal Potential of Ethanol: Induced Sporicidal Activity of Ethanol against Clostridium difficile and Bacillus Spores under Altered Physical and Chemical Conditions |  | Liquid Suspension |  |  |  |  | 1 | mL | 1e-06 | m^3 | no rinsate |  |  | 70 | v% |  |  |  | 80 |  | 50 | aqueous suspension | time in suspension | 60 |  |  | 4.3 | LR | 0.25 | SD |  |  |  | 3 | [12 empty] | /mL
Nerandzic 2015 Unlocking the Sporicidal Potential of Ethanol: Induced Sporicidal Activity of Ethanol against Clostridium difficile and Bacillus Spores under Altered Physical and Chemical Conditions |  | Liquid Suspension |  |  |  |  | 1 | mL | 1e-06 | m^3 | no rinsate |  |  | 70 | v% |  |  |  | 22 |  | 50 | aqueous suspension | time in suspension | 5 |  |  | 0.5 | LR | 0.1 | SD |  |  |  | 3 | [12 empty] | /mL
Nerandzic 2015 Unlocking the Sporicidal Potential of Ethanol: Induced Sporicidal Activity of Ethanol against Clostridium difficile and Bacillus Spores under Altered Physical and Chemical Conditions |  | Liquid Suspension |  |  |  |  | 1 | mL | 1e-06 | m^3 | no rinsate |  |  | 70 | v% |  |  |  | 55 |  | 50 | aqueous suspension | time in suspension | 5 |  |  | 2.4 | LR | 0.5 | SD |  |  |  | 3 | [12 empty] | /mL
Nerandzic 2015 Unlocking the Sporicidal Potential of Ethanol: Induced Sporicidal Activity of Ethanol against Clostridium difficile and Bacillus Spores under Altered Physical and Chemical Conditions |  | Liquid Suspension |  |  |  |  | 1 | mL | 1e-06 | m^3 | no rinsate |  |  | 70 | v% |  |  |  | 80 |  | 50 | aqueous suspension | time in suspension | 5 |  |  | 5.2 | LR | 0.5 | SD |  |  |  | 3 | [12 empty] | /mL
Nerandzic 2015 Unlocking the Sporicidal Potential of Ethanol: Induced Sporicidal Activity of Ethanol against Clostridium difficile and Bacillus Spores under Altered Physical and Chemical Conditions |  | Liquid Suspension |  |  |  |  | 1 | mL | 1e-06 | m^3 | no rinsate |  |  | 70 | v% |  |  |  | 22 |  | 50 | aqueous suspension | time in suspension | 5 |  |  | 0.1 | LR | 0.06 | SD |  |  |  | 3 | [12 empty] | /mL
Nerandzic 2015 Unlocking the Sporicidal Potential of Ethanol: Induced Sporicidal Activity of Ethanol against Clostridium difficile and Bacillus Spores under Altered Physical and Chemical Conditions |  | Liquid Suspension |  |  |  |  | 1 | mL | 1e-06 | m^3 | no rinsate |  |  | 70 | v% |  |  |  | 55 |  | 50 | aqueous suspension | time in suspension | 5 |  |  | 1.1 | LR | 0.3 | SD |  |  |  | 3 | [12 empty] | /mL
Nerandzic 2015 Unlocking the Sporicidal Potential of Ethanol: Induced Sporicidal Activity of Ethanol against Clostridium difficile and Bacillus Spores under Altered Physical and Chemical Conditions |  | Liquid Suspension |  |  |  |  | 1 | mL | 1e-06 | m^3 | no rinsate |  |  | 70 | v% |  |  |  | 80 |  | 50 | aqueous suspension | time in suspension | 5 |  |  | 2.7 | LR | 0.8 | SD |  |  |  | 3 | [12 empty] | /mL
Chatuev 2010 Alysis of the sporicidal activity of chlorine dioxide disinfectant against Bacillus anthracis (Sterne strain) |  | Liquid Suspension |  |  |  |  | 100 | uL | 1e-07 | m^3 |  |  |  | 2.5 | mg tablet/L |  |  |  | 25 |  | 50 | aqueous | time in suspension | 3 |  |  | 1.57 | LR | [18 empty] | /uL
Chatuev 2010 Alysis of the sporicidal activity of chlorine dioxide disinfectant against Bacillus anthracis (Sterne strain) |  | Liquid Suspension |  |  |  |  | 100 | uL | 1e-07 | m^3 |  |  |  | 5 | mg tablet/L |  |  |  | 25 |  | 50 | aqueous | time in suspension | 3 |  |  | 4.34 | LR | [18 empty] | /uL
Chatuev 2010 Alysis of the sporicidal activity of chlorine dioxide disinfectant against Bacillus anthracis (Sterne strain) |  | Liquid Suspension |  |  |  |  | 100 | uL | 1e-07 | m^3 |  |  |  | 10 | mg tablet/L |  |  |  | 25 |  | 50 | aqueous | time in suspension | 3 |  |  | 8 | LR | [18 empty] | /uL
Amoako 2013 Bacillus anthracis spore decontamition in food grease |  | Liquid Suspension |  |  |  |  | 60 | uL | 6e-08 | m^3 |  |  |  | 0.123 |  |  |  |  | 21.5 |  | 50 | aqueous suspsension | time until neutralization | 4.9923 |  |  | 40.0669 | %Kill |  | SD |  |  |  | 9 | [5 empty] | 0 | [6 empty] | /uL
Amoako 2013 Bacillus anthracis spore decontamition in food grease |  | Liquid Suspension |  |  |  |  | 60 | uL | 6e-08 | m^3 |  |  |  | 0.123 |  |  |  |  | 21.5 |  | 50 | aqueous suspsension | time until neutralization | 10.1294 |  |  | 66.952 | %Kill |  | SD |  |  |  | 9 | [5 empty] | 0 | [6 empty] | /uL
Amoako 2013 Bacillus anthracis spore decontamition in food grease |  | Liquid Suspension |  |  |  |  | 60 | uL | 6e-08 | m^3 |  |  |  | 0.123 |  |  |  |  | 21.5 |  | 50 | aqueous suspsension | time until neutralization | 20.1487 |  |  | 91.7846 | %Kill |  | SD |  |  |  | 9 | [5 empty] | 0 | [6 empty] | /uL
Amoako 2013 Bacillus anthracis spore decontamition in food grease |  | Liquid Suspension |  |  |  |  | 60 | uL | 6e-08 | m^3 |  |  |  | 0.123 |  |  |  |  | 21.5 |  | 50 | aqueous suspsension | time until neutralization | 30.074 |  |  | 95.4148 | %Kill |  | SD |  |  |  | 9 | [5 empty] | 0 | [6 empty] | /uL
Amoako 2013 Bacillus anthracis spore decontamition in food grease |  | Liquid Suspension |  |  |  |  | 60 | uL | 6e-08 | m^3 |  |  |  | 0.308 |  |  |  |  | 21.5 |  | 50 | aqueous suspsension | time until neutralization | 4.9439 |  |  | 77.6032 | %Kill |  | SD |  |  |  | 9 | [5 empty] | 0 | [6 empty] | /uL
Amoako 2013 Bacillus anthracis spore decontamition in food grease |  | Liquid Suspension |  |  |  |  | 60 | uL | 6e-08 | m^3 |  |  |  | 0.308 |  |  |  |  | 21.5 |  | 50 | aqueous suspsension | time until neutralization | 9.9902 |  |  | 87.2971 | %Kill |  | SD |  |  |  | 9 | [5 empty] | 0 | [6 empty] | /uL
Amoako 2013 Bacillus anthracis spore decontamition in food grease |  | Liquid Suspension |  |  |  |  | 60 | uL | 6e-08 | m^3 |  |  |  | 0.308 |  |  |  |  | 21.5 |  | 50 | aqueous suspsension | time until neutralization | 19.9999 |  |  | 99.809 | %Kill |  | SD |  |  |  | 9 | [5 empty] | 0 | [6 empty] | /uL
Amoako 2013 Bacillus anthracis spore decontamition in food grease |  | Liquid Suspension |  |  |  |  | 60 | uL | 6e-08 | m^3 |  |  |  | 0.308 |  |  |  |  | 21.5 |  | 50 | aqueous suspsension | time until neutralization | 29.9998 |  |  | 99.7135 | %Kill |  | SD |  |  |  | 9 | [5 empty] | 0 | [6 empty] | /uL
Amoako 2013 Bacillus anthracis spore decontamition in food grease |  | Liquid Suspension |  |  |  |  | 60 | uL | 6e-08 | m^3 |  |  |  | 0.615 |  |  |  |  | 21.5 |  | 50 | aqueous suspsension | time until neutralization | 4.9585 |  |  | 96.5142 | %Kill |  | SD |  |  |  | 9 | [5 empty] | 0 | [6 empty] | /uL
Amoako 2013 Bacillus anthracis spore decontamition in food grease |  | Liquid Suspension |  |  |  |  | 60 | uL | 6e-08 | m^3 |  |  |  | 0.615 |  |  |  |  | 21.5 |  | 50 | aqueous suspsension | time until neutralization | 9.9964 |  |  | 95.32 | %Kill |  | SD |  |  |  | 9 | [5 empty] | 0 | [6 empty] | /uL
Amoako 2013 Bacillus anthracis spore decontamition in food grease |  | Liquid Suspension |  |  |  |  | 60 | uL | 6e-08 | m^3 |  |  |  | 0.615 |  |  |  |  | 21.5 |  | 50 | aqueous suspsension | time until neutralization | 20.1549 |  |  | 99.8075 | %Kill |  | SD |  |  |  | 9 | [5 empty] | 0 | [6 empty] | /uL
Amoako 2013 Bacillus anthracis spore decontamition in food grease |  | Liquid Suspension |  |  |  |  | 60 | uL | 6e-08 | m^3 |  |  |  | 0.615 |  |  |  |  | 21.5 |  | 50 | aqueous suspsension | time until neutralization | 30.0775 |  |  | 99.9993 | %Kill |  | SD |  |  |  | 9 | [5 empty] | 0 | [6 empty] | /uL
Amoako 2013 Bacillus anthracis spore decontamition in food grease |  | Liquid Suspension |  |  |  |  | 60 | uL | 6e-08 | m^3 |  |  |  | 4.5 | wt% |  |  |  | 21.5 |  | 50 | aqueous suspsension | time until neutralization | 5.1122 |  |  | 94.7936 | %Kill |  | SD |  |  |  | 9 | [5 empty] | 0 | [6 empty] | /uL
Amoako 2013 Bacillus anthracis spore decontamition in food grease |  | Liquid Suspension |  |  |  |  | 60 | uL | 6e-08 | m^3 |  |  |  | 4.5 | wt% |  |  |  | 21.5 |  | 50 | aqueous suspsension | time until neutralization | 9.9226 |  |  | 100.1918 | %Kill |  | SD |  |  |  | 9 | [5 empty] | 0 | [6 empty] | /uL
Amoako 2013 Bacillus anthracis spore decontamition in food grease |  | Liquid Suspension |  |  |  |  | 60 | uL | 6e-08 | m^3 |  |  |  | 4.5 | wt% |  |  |  | 21.5 |  | 50 | aqueous suspsension | time until neutralization | 19.9228 |  |  | 100.3828 | %Kill |  | SD |  |  |  | 9 | [5 empty] | 0 | [6 empty] | /uL
Amoako 2013 Bacillus anthracis spore decontamition in food grease |  | Liquid Suspension |  |  |  |  | 60 | uL | 6e-08 | m^3 |  |  |  | 4.5 | wt% |  |  |  | 21.5 |  | 50 | aqueous suspsension | time until neutralization | 30.0773 |  |  | 99.7127 | %Kill |  | SD |  |  |  | 9 | [5 empty] | 0 | [6 empty] | /uL
Amoako 2013 Bacillus anthracis spore decontamition in food grease |  | Liquid Suspension |  |  |  |  | 60 | uL | 6e-08 | m^3 |  |  |  | 5 | % wt/vol (ambiguous) |  |  |  | 21.5 |  | 50 | aqueous suspsension | time until neutralization | 4.915 |  |  | 40.3542 | %Kill |  | SD |  |  |  | 9 | [5 empty] | 0 | [6 empty] | /uL
Amoako 2013 Bacillus anthracis spore decontamition in food grease |  | Liquid Suspension |  |  |  |  | 60 | uL | 6e-08 | m^3 |  |  |  | 5 | % wt/vol (ambiguous) |  |  |  | 21.5 |  | 50 | aqueous suspsension | time until neutralization | 10.0268 |  |  | 34.5747 | %Kill |  | SD |  |  |  | 9 | [5 empty] | 0 | [6 empty] | /uL
Amoako 2013 Bacillus anthracis spore decontamition in food grease |  | Liquid Suspension |  |  |  |  | 60 | uL | 6e-08 | m^3 |  |  |  | 5 | % wt/vol (ambiguous) |  |  |  | 21.5 |  | 50 | aqueous suspsension | time until neutralization | 19.959 |  |  | 47.0873 | %Kill |  | SD |  |  |  | 9 | [5 empty] | 0 | [6 empty] | /uL
Amoako 2013 Bacillus anthracis spore decontamition in food grease |  | Liquid Suspension |  |  |  |  | 60 | uL | 6e-08 | m^3 |  |  |  | 5 | % wt/vol (ambiguous) |  |  |  | 21.5 |  | 50 | aqueous suspsension | time until neutralization | 29.8885 |  |  | 56.1615 | %Kill |  | SD |  |  |  | 9 | [5 empty] | 0 | [6 empty] | /uL
Amoako 2013 Bacillus anthracis spore decontamition in food grease |  | Liquid Suspension |  |  |  |  | 60 | uL | 6e-08 | m^3 |  |  |  | 0 |  |  |  |  | 21.5 |  | 50 | aqueous suspsension | time until neutralization | 5.1162 |  |  | 99.9511 | %Kill |  | SD |  |  |  | 9 | [5 empty] | 0 | [6 empty] | /uL
Amoako 2013 Bacillus anthracis spore decontamition in food grease |  | Liquid Suspension |  |  |  |  | 60 | uL | 6e-08 | m^3 |  |  |  | 0 |  |  |  |  | 21.5 |  | 50 | aqueous suspsension | time until neutralization | 9.9999 |  |  | 99.9045 | %Kill |  | SD |  |  |  | 9 | [5 empty] | 0 | [6 empty] | /uL
Amoako 2013 Bacillus anthracis spore decontamition in food grease |  | Liquid Suspension |  |  |  |  | 60 | uL | 6e-08 | m^3 |  |  |  | 0 |  |  |  |  | 21.5 |  | 50 | aqueous suspsension | time until neutralization | 20.0001 |  |  | 100.0955 | %Kill |  | SD |  |  |  | 9 | [5 empty] | 0 | [6 empty] | /uL
Amoako 2013 Bacillus anthracis spore decontamition in food grease |  | Liquid Suspension |  |  |  |  | 60 | uL | 6e-08 | m^3 |  |  |  | 0 |  |  |  |  | 21.5 |  | 50 | aqueous suspsension | time until neutralization | 30 |  |  | 100 | %Kill |  | SD |  |  |  | 9 | [5 empty] | 0 | [6 empty] | /uL
Amoako 2013 Bacillus anthracis spore decontamition in food grease |  | Liquid Suspension |  |  |  |  | 60 | uL | 6e-08 | m^3 |  |  |  | 0 |  |  |  |  | 21.5 |  | 50 | aqueous suspsension | time until neutralization | 4.9612 |  |  | 99.9526 | %Kill |  | SD |  |  |  | 9 | [5 empty] | 0 | [6 empty] | /uL
Amoako 2013 Bacillus anthracis spore decontamition in food grease |  | Liquid Suspension |  |  |  |  | 60 | uL | 6e-08 | m^3 |  |  |  | 0 |  |  |  |  | 21.5 |  | 50 | aqueous suspsension | time until neutralization | 10.0779 |  |  | 100.4768 | %Kill |  | SD |  |  |  | 9 | [5 empty] | 0 | [6 empty] | /uL
Amoako 2013 Bacillus anthracis spore decontamition in food grease |  | Liquid Suspension |  |  |  |  | 60 | uL | 6e-08 | m^3 |  |  |  | 0 |  |  |  |  | 21.5 |  | 50 | aqueous suspsension | time until neutralization | 20.1549 |  |  | 99.8075 | %Kill |  | SD |  |  |  | 9 | [5 empty] | 0 | [6 empty] | /uL
Amoako 2013 Bacillus anthracis spore decontamition in food grease |  | Liquid Suspension |  |  |  |  | 60 | uL | 6e-08 | m^3 |  |  |  | 0 |  |  |  |  | 21.5 |  | 50 | aqueous suspsension | time until neutralization | 29.7672 |  |  | 99.7157 | %Kill |  | SD |  |  |  | 9 | [5 empty] | 0 | [6 empty] | /uL
Sudhaus 2012 Ictivation kinetics of spores of Bacillus cereus strains treated by a peracetic acid-based disinfectant at different concentrations and temperatures |  | Liquid Suspension |  |  |  |  | 10 | mL | 1e-05 | m^3 |  |  |  | 0.12 | wt% |  |  | 1 | 10 |  | 50 | aqueous suspension | time before neutralization | 5 |  |  | 0.033113 | LR | [5 empty] | 2 | [12 empty] | /mL
Sudhaus 2012 Ictivation kinetics of spores of Bacillus cereus strains treated by a peracetic acid-based disinfectant at different concentrations and temperatures |  | Liquid Suspension |  |  |  |  | 10 | mL | 1e-05 | m^3 |  |  |  | 0.12 | wt% |  |  | 1 | 10 |  | 50 | aqueous suspension | time before neutralization | 30.1 |  |  | 0.11589 | LR | [5 empty] | 2 | [12 empty] | /mL
Sudhaus 2012 Ictivation kinetics of spores of Bacillus cereus strains treated by a peracetic acid-based disinfectant at different concentrations and temperatures |  | Liquid Suspension |  |  |  |  | 10 | mL | 1e-05 | m^3 |  |  |  | 0.12 | wt% |  |  | 1 | 10 |  | 50 | aqueous suspension | time before neutralization | 59.9 |  |  | 0.24834 | LR | [5 empty] | 2 | [12 empty] | /mL
Sudhaus 2012 Ictivation kinetics of spores of Bacillus cereus strains treated by a peracetic acid-based disinfectant at different concentrations and temperatures |  | Liquid Suspension |  |  |  |  | 10 | mL | 1e-05 | m^3 |  |  |  | 0.12 | wt% |  |  | 1 | 10 |  | 50 | aqueous suspension | time before neutralization | 5.1 |  |  | 0.28146 | LR | [5 empty] | 2 | [12 empty] | /mL
Sudhaus 2012 Ictivation kinetics of spores of Bacillus cereus strains treated by a peracetic acid-based disinfectant at different concentrations and temperatures |  | Liquid Suspension |  |  |  |  | 10 | mL | 1e-05 | m^3 |  |  |  | 0.12 | wt% |  |  | 1 | 10 |  | 50 | aqueous suspension | time before neutralization | 30.2 |  |  | 1.2417 | LR | [5 empty] | 2 | [12 empty] | /mL
Sudhaus 2012 Ictivation kinetics of spores of Bacillus cereus strains treated by a peracetic acid-based disinfectant at different concentrations and temperatures |  | Liquid Suspension |  |  |  |  | 10 | mL | 1e-05 | m^3 |  |  |  | 0.12 | wt% |  |  | 1 | 10 |  | 50 | aqueous suspension | time before neutralization | 60.1 |  |  | 1.6722 | LR | [5 empty] | 2 | [12 empty] | /mL
Sudhaus 2012 Ictivation kinetics of spores of Bacillus cereus strains treated by a peracetic acid-based disinfectant at different concentrations and temperatures |  | Liquid Suspension |  |  |  |  | 10 | mL | 1e-05 | m^3 |  |  |  | 0.12 | wt% |  |  | 1 | 10 |  | 50 | aqueous suspension | time before neutralization | 5.1 |  |  | 0.41391 | LR | [5 empty] | 2 | [12 empty] | /mL
Sudhaus 2012 Ictivation kinetics of spores of Bacillus cereus strains treated by a peracetic acid-based disinfectant at different concentrations and temperatures |  | Liquid Suspension |  |  |  |  | 10 | mL | 1e-05 | m^3 |  |  |  | 0.12 | wt% |  |  | 1 | 10 |  | 50 | aqueous suspension | time before neutralization | 30.1 |  |  | 1.5232 | LR | [5 empty] | 2 | [12 empty] | /mL
Sudhaus 2012 Ictivation kinetics of spores of Bacillus cereus strains treated by a peracetic acid-based disinfectant at different concentrations and temperatures |  | Liquid Suspension |  |  |  |  | 10 | mL | 1e-05 | m^3 |  |  |  | 0.12 | wt% |  |  | 1 | 10 |  | 50 | aqueous suspension | time before neutralization | 60.1 |  |  | 2.0861 | LR | [5 empty] | 2 | [12 empty] | /mL
Sudhaus 2012 Ictivation kinetics of spores of Bacillus cereus strains treated by a peracetic acid-based disinfectant at different concentrations and temperatures |  | Liquid Suspension |  |  |  |  | 10 | mL | 1e-05 | m^3 |  |  |  | 0.12 | wt% |  |  | 1 | 10 |  | 50 | aqueous suspension | time before neutralization | 5 |  |  | 1.4073 | LR | [5 empty] | 2 | [12 empty] | /mL
Sudhaus 2012 Ictivation kinetics of spores of Bacillus cereus strains treated by a peracetic acid-based disinfectant at different concentrations and temperatures |  | Liquid Suspension |  |  |  |  | 10 | mL | 1e-05 | m^3 |  |  |  | 0.12 | wt% |  |  | 1 | 10 |  | 50 | aqueous suspension | time before neutralization | 30.1 |  |  | 4.4868 | LR | [5 empty] | 2 | [12 empty] | /mL
Sudhaus 2012 Ictivation kinetics of spores of Bacillus cereus strains treated by a peracetic acid-based disinfectant at different concentrations and temperatures |  | Liquid Suspension |  |  |  |  | 10 | mL | 1e-05 | m^3 |  |  |  | 0.12 | wt% |  |  | 1 | 10 |  | 50 | aqueous suspension | time before neutralization | 60 |  |  | 4.5364 | LR | [5 empty] | 2 | [12 empty] | /mL
Sudhaus 2012 Ictivation kinetics of spores of Bacillus cereus strains treated by a peracetic acid-based disinfectant at different concentrations and temperatures |  | Liquid Suspension |  |  |  |  | 10 | mL | 1e-05 | m^3 |  |  |  | 0.12 | wt% |  |  | 1 | 15 |  | 50 | aqueous suspension | time before neutralization | 5.2012 |  |  | 0.065089 | LR | [5 empty] | 2 | [12 empty] | /mL
Sudhaus 2012 Ictivation kinetics of spores of Bacillus cereus strains treated by a peracetic acid-based disinfectant at different concentrations and temperatures |  | Liquid Suspension |  |  |  |  | 10 | mL | 1e-05 | m^3 |  |  |  | 0.12 | wt% |  |  | 1 | 15 |  | 50 | aqueous suspension | time before neutralization | 30.2786 |  |  | 0.21154 | LR | [5 empty] | 2 | [12 empty] | /mL
Sudhaus 2012 Ictivation kinetics of spores of Bacillus cereus strains treated by a peracetic acid-based disinfectant at different concentrations and temperatures |  | Liquid Suspension |  |  |  |  | 10 | mL | 1e-05 | m^3 |  |  |  | 0.12 | wt% |  |  | 1 | 15 |  | 50 | aqueous suspension | time before neutralization | 60.2786 |  |  | 0.39053 | LR | [5 empty] | 2 | [12 empty] | /mL
Sudhaus 2012 Ictivation kinetics of spores of Bacillus cereus strains treated by a peracetic acid-based disinfectant at different concentrations and temperatures |  | Liquid Suspension |  |  |  |  | 10 | mL | 1e-05 | m^3 |  |  |  | 0.12 | wt% |  |  | 1 | 15 |  | 50 | aqueous suspension | time before neutralization | 5.2012 |  |  | 0.47189 | LR | [5 empty] | 2 | [12 empty] | /mL
Sudhaus 2012 Ictivation kinetics of spores of Bacillus cereus strains treated by a peracetic acid-based disinfectant at different concentrations and temperatures |  | Liquid Suspension |  |  |  |  | 10 | mL | 1e-05 | m^3 |  |  |  | 0.12 | wt% |  |  | 1 | 15 |  | 50 | aqueous suspension | time before neutralization | 30.3715 |  |  | 1.6109 | LR | [5 empty] | 2 | [12 empty] | /mL
Sudhaus 2012 Ictivation kinetics of spores of Bacillus cereus strains treated by a peracetic acid-based disinfectant at different concentrations and temperatures |  | Liquid Suspension |  |  |  |  | 10 | mL | 1e-05 | m^3 |  |  |  | 0.12 | wt% |  |  | 1 | 15 |  | 50 | aqueous suspension | time before neutralization | 60.0929 |  |  | 3.4985 | LR | [5 empty] | 2 | [12 empty] | /mL
Sudhaus 2012 Ictivation kinetics of spores of Bacillus cereus strains treated by a peracetic acid-based disinfectant at different concentrations and temperatures |  | Liquid Suspension |  |  |  |  | 10 | mL | 1e-05 | m^3 |  |  |  | 0.12 | wt% |  |  | 1 | 15 |  | 50 | aqueous suspension | time before neutralization | 5.2012 |  |  | 0.9926 | LR | [5 empty] | 2 | [12 empty] | /mL
Sudhaus 2012 Ictivation kinetics of spores of Bacillus cereus strains treated by a peracetic acid-based disinfectant at different concentrations and temperatures |  | Liquid Suspension |  |  |  |  | 10 | mL | 1e-05 | m^3 |  |  |  | 0.12 | wt% |  |  | 1 | 15 |  | 50 | aqueous suspension | time before neutralization | 30.2786 |  |  | 2.9941 | LR | [5 empty] | 2 | [12 empty] | /mL
Sudhaus 2012 Ictivation kinetics of spores of Bacillus cereus strains treated by a peracetic acid-based disinfectant at different concentrations and temperatures |  | Liquid Suspension |  |  |  |  | 10 | mL | 1e-05 | m^3 |  |  |  | 0.12 | wt% |  |  | 1 | 15 |  | 50 | aqueous suspension | time before neutralization | 60.2786 |  |  | 4.8166 | LR | [5 empty] | 2 | [12 empty] | /mL
Sudhaus 2012 Ictivation kinetics of spores of Bacillus cereus strains treated by a peracetic acid-based disinfectant at different concentrations and temperatures |  | Liquid Suspension |  |  |  |  | 10 | mL | 1e-05 | m^3 |  |  |  | 0.12 | wt% |  |  | 1 | 15 |  | 50 | aqueous suspension | time before neutralization | 5.2941 |  |  | 2.0178 | LR | [5 empty] | 2 | [12 empty] | /mL
Sudhaus 2012 Ictivation kinetics of spores of Bacillus cereus strains treated by a peracetic acid-based disinfectant at different concentrations and temperatures |  | Liquid Suspension |  |  |  |  | 10 | mL | 1e-05 | m^3 |  |  |  | 0.12 | wt% |  |  | 1 | 15 |  | 50 | aqueous suspension | time before neutralization | 30.4644 |  |  | 4.7027 | LR | [5 empty] | 2 | [12 empty] | /mL
Sudhaus 2012 Ictivation kinetics of spores of Bacillus cereus strains treated by a peracetic acid-based disinfectant at different concentrations and temperatures |  | Liquid Suspension |  |  |  |  | 10 | mL | 1e-05 | m^3 |  |  |  | 0.12 | wt% |  |  | 1 | 15 |  | 50 | aqueous suspension | time before neutralization | 60.1858 |  |  | 4.8003 | LR | [5 empty] | 2 | [12 empty] | /mL
Sudhaus 2012 Ictivation kinetics of spores of Bacillus cereus strains treated by a peracetic acid-based disinfectant at different concentrations and temperatures | protein | Liquid Suspension |  |  |  |  | 10 | mL | 1e-05 | m^3 |  |  |  | 0.12 | wt% |  |  | 1 | 10 |  | 50 | aqueous suspension with protein load | time before neutralization | 4.9344 |  |  | 0.018088 | LR | [5 empty] | 2 | [12 empty] | /mL
Sudhaus 2012 Ictivation kinetics of spores of Bacillus cereus strains treated by a peracetic acid-based disinfectant at different concentrations and temperatures | protein | Liquid Suspension |  |  |  |  | 10 | mL | 1e-05 | m^3 |  |  |  | 0.12 | wt% |  |  | 1 | 10 |  | 50 | aqueous suspension with protein load | time before neutralization | 30.0456 |  |  | 0.10853 | LR | [5 empty] | 2 | [12 empty] | /mL
Sudhaus 2012 Ictivation kinetics of spores of Bacillus cereus strains treated by a peracetic acid-based disinfectant at different concentrations and temperatures | protein | Liquid Suspension |  |  |  |  | 10 | mL | 1e-05 | m^3 |  |  |  | 0.12 | wt% |  |  | 1 | 10 |  | 50 | aqueous suspension with protein load | time before neutralization | 60.003 |  |  | 0.21705 | LR | [5 empty] | 2 | [12 empty] | /mL
Sudhaus 2012 Ictivation kinetics of spores of Bacillus cereus strains treated by a peracetic acid-based disinfectant at different concentrations and temperatures | protein | Liquid Suspension |  |  |  |  | 10 | mL | 1e-05 | m^3 |  |  |  | 0.12 | wt% |  |  | 1 | 10 |  | 50 | aqueous suspension with protein load | time before neutralization | 5.0254 |  |  | 0.25323 | LR | [5 empty] | 2 | [12 empty] | /mL
Sudhaus 2012 Ictivation kinetics of spores of Bacillus cereus strains treated by a peracetic acid-based disinfectant at different concentrations and temperatures | protein | Liquid Suspension |  |  |  |  | 10 | mL | 1e-05 | m^3 |  |  |  | 0.12 | wt% |  |  | 1 | 10 |  | 50 | aqueous suspension with protein load | time before neutralization | 30.0575 |  |  | 1.0491 | LR | [5 empty] | 2 | [12 empty] | /mL
Sudhaus 2012 Ictivation kinetics of spores of Bacillus cereus strains treated by a peracetic acid-based disinfectant at different concentrations and temperatures | protein | Liquid Suspension |  |  |  |  | 10 | mL | 1e-05 | m^3 |  |  |  | 0.12 | wt% |  |  | 1 | 10 |  | 50 | aqueous suspension with protein load | time before neutralization | 59.929 |  |  | 1.3385 | LR | [5 empty] | 2 | [12 empty] | /mL
Sudhaus 2012 Ictivation kinetics of spores of Bacillus cereus strains treated by a peracetic acid-based disinfectant at different concentrations and temperatures | protein | Liquid Suspension |  |  |  |  | 10 | mL | 1e-05 | m^3 |  |  |  | 0.12 | wt% |  |  | 1 | 10 |  | 50 | aqueous suspension with protein load | time before neutralization | 4.9403 |  |  | 0.48837 | LR | [5 empty] | 2 | [12 empty] | /mL
Sudhaus 2012 Ictivation kinetics of spores of Bacillus cereus strains treated by a peracetic acid-based disinfectant at different concentrations and temperatures | protein | Liquid Suspension |  |  |  |  | 10 | mL | 1e-05 | m^3 |  |  |  | 0.12 | wt% |  |  | 1 | 10 |  | 50 | aqueous suspension with protein load | time before neutralization | 30.0643 |  |  | 1.5917 | LR | [5 empty] | 2 | [12 empty] | /mL
Sudhaus 2012 Ictivation kinetics of spores of Bacillus cereus strains treated by a peracetic acid-based disinfectant at different concentrations and temperatures | protein | Liquid Suspension |  |  |  |  | 10 | mL | 1e-05 | m^3 |  |  |  | 0.12 | wt% |  |  | 1 | 10 |  | 50 | aqueous suspension with protein load | time before neutralization | 60.1145 |  |  | 2.0801 | LR | [5 empty] | 2 | [12 empty] | /mL
Sudhaus 2012 Ictivation kinetics of spores of Bacillus cereus strains treated by a peracetic acid-based disinfectant at different concentrations and temperatures | protein | Liquid Suspension |  |  |  |  | 10 | mL | 1e-05 | m^3 |  |  |  | 0.12 | wt% |  |  | 1 | 10 |  | 50 | aqueous suspension with protein load | time before neutralization | 4.9478 |  |  | 1.0853 | LR | [5 empty] | 2 | [12 empty] | /mL
Sudhaus 2012 Ictivation kinetics of spores of Bacillus cereus strains treated by a peracetic acid-based disinfectant at different concentrations and temperatures | protein | Liquid Suspension |  |  |  |  | 10 | mL | 1e-05 | m^3 |  |  |  | 0.12 | wt% |  |  | 1 | 10 |  | 50 | aqueous suspension with protein load | time before neutralization | 29.9106 |  |  | 3.3824 | LR | [5 empty] | 2 | [12 empty] | /mL
Sudhaus 2012 Ictivation kinetics of spores of Bacillus cereus strains treated by a peracetic acid-based disinfectant at different concentrations and temperatures | protein | Liquid Suspension |  |  |  |  | 10 | mL | 1e-05 | m^3 |  |  |  | 0.12 | wt% |  |  | 1 | 10 |  | 50 | aqueous suspension with protein load | time before neutralization | 60.1473 |  |  | 4.6848 | LR | [5 empty] | 2 | [12 empty] | /mL
Sudhaus 2012 Ictivation kinetics of spores of Bacillus cereus strains treated by a peracetic acid-based disinfectant at different concentrations and temperatures | protein | Liquid Suspension |  |  |  |  | 10 | mL | 1e-05 | m^3 |  |  |  | 0.12 | wt% |  |  | 1 | 15 |  | 50 | aqueous suspension with protein load | time before neutralization | 5.0526 |  |  | 0.014737 | LR | [5 empty] | 2 | [12 empty] | /mL
Sudhaus 2012 Ictivation kinetics of spores of Bacillus cereus strains treated by a peracetic acid-based disinfectant at different concentrations and temperatures | protein | Liquid Suspension |  |  |  |  | 10 | mL | 1e-05 | m^3 |  |  |  | 0.12 | wt% |  |  | 1 | 15 |  | 50 | aqueous suspension with protein load | time before neutralization | 30.1353 |  |  | 0.20111 | LR | [5 empty] | 2 | [12 empty] | /mL
Sudhaus 2012 Ictivation kinetics of spores of Bacillus cereus strains treated by a peracetic acid-based disinfectant at different concentrations and temperatures | protein | Liquid Suspension |  |  |  |  | 10 | mL | 1e-05 | m^3 |  |  |  | 0.12 | wt% |  |  | 1 | 15 |  | 50 | aqueous suspension with protein load | time before neutralization | 60.0902 |  |  | 0.1609 | LR | [5 empty] | 2 | [12 empty] | /mL
Sudhaus 2012 Ictivation kinetics of spores of Bacillus cereus strains treated by a peracetic acid-based disinfectant at different concentrations and temperatures | protein | Liquid Suspension |  |  |  |  | 10 | mL | 1e-05 | m^3 |  |  |  | 0.12 | wt% |  |  | 1 | 15 |  | 50 | aqueous suspension with protein load | time before neutralization | 4.9624 |  |  | 0.27223 | LR | [5 empty] | 2 | [12 empty] | /mL
Sudhaus 2012 Ictivation kinetics of spores of Bacillus cereus strains treated by a peracetic acid-based disinfectant at different concentrations and temperatures | protein | Liquid Suspension |  |  |  |  | 10 | mL | 1e-05 | m^3 |  |  |  | 0.12 | wt% |  |  | 1 | 15 |  | 50 | aqueous suspension with protein load | time before neutralization | 29.8647 |  |  | 0.98969 | LR | [5 empty] | 2 | [12 empty] | /mL
Sudhaus 2012 Ictivation kinetics of spores of Bacillus cereus strains treated by a peracetic acid-based disinfectant at different concentrations and temperatures | protein | Liquid Suspension |  |  |  |  | 10 | mL | 1e-05 | m^3 |  |  |  | 0.12 | wt% |  |  | 1 | 15 |  | 50 | aqueous suspension with protein load | time before neutralization | 60.0902 |  |  | 1.1425 | LR | [5 empty] | 2 | [12 empty] | /mL
Sudhaus 2012 Ictivation kinetics of spores of Bacillus cereus strains treated by a peracetic acid-based disinfectant at different concentrations and temperatures | protein | Liquid Suspension |  |  |  |  | 10 | mL | 1e-05 | m^3 |  |  |  | 0.12 | wt% |  |  | 1 | 15 |  | 50 | aqueous suspension with protein load | time before neutralization | 4.9624 |  |  | 0.83545 | LR | [5 empty] | 2 | [12 empty] | /mL
Sudhaus 2012 Ictivation kinetics of spores of Bacillus cereus strains treated by a peracetic acid-based disinfectant at different concentrations and temperatures | protein | Liquid Suspension |  |  |  |  | 10 | mL | 1e-05 | m^3 |  |  |  | 0.12 | wt% |  |  | 1 | 15 |  | 50 | aqueous suspension with protein load | time before neutralization | 30.0451 |  |  | 2.3575 | LR | [5 empty] | 2 | [12 empty] | /mL
Sudhaus 2012 Ictivation kinetics of spores of Bacillus cereus strains treated by a peracetic acid-based disinfectant at different concentrations and temperatures | protein | Liquid Suspension |  |  |  |  | 10 | mL | 1e-05 | m^3 |  |  |  | 0.12 | wt% |  |  | 1 | 15 |  | 50 | aqueous suspension with protein load | time before neutralization | 60.0902 |  |  | 4.6506 | LR | [5 empty] | 2 | [12 empty] | /mL
Sudhaus 2012 Ictivation kinetics of spores of Bacillus cereus strains treated by a peracetic acid-based disinfectant at different concentrations and temperatures | protein | Liquid Suspension |  |  |  |  | 10 | mL | 1e-05 | m^3 |  |  |  | 0.12 | wt% |  |  | 1 | 15 |  | 50 | aqueous suspension with protein load | time before neutralization | 4.9624 |  |  | 1.9458 | LR | [5 empty] | 2 | [12 empty] | /mL
Sudhaus 2012 Ictivation kinetics of spores of Bacillus cereus strains treated by a peracetic acid-based disinfectant at different concentrations and temperatures | protein | Liquid Suspension |  |  |  |  | 10 | mL | 1e-05 | m^3 |  |  |  | 0.12 | wt% |  |  | 1 | 15 |  | 50 | aqueous suspension with protein load | time before neutralization | 29.9549 |  |  | 5.0127 | LR | [5 empty] | 2 | [12 empty] | /mL
Sudhaus 2012 Ictivation kinetics of spores of Bacillus cereus strains treated by a peracetic acid-based disinfectant at different concentrations and temperatures | protein | Liquid Suspension |  |  |  |  | 10 | mL | 1e-05 | m^3 |  |  |  | 0.12 | wt% |  |  | 1 | 15 |  | 50 | aqueous suspension with protein load | time before neutralization | 59.9098 |  |  | 5.423 | LR | [5 empty] | 2 | [12 empty] | /mL
Ceccanti 2011 Carrier tests to assess the effective sporicidal concentration of a liquid chemical disinfectant for a sanitization program |  | Liquid Suspension | CFU | 100000000 | [9 empty] | 0.0048 | wt% |  |  |  | 20 |  | 50 | aqueous suspension | time immersed | 10 |  |  | 0.23204 | LR |  | %CV |  |  |  | 4 | No damage
Ceccanti 2011 Carrier tests to assess the effective sporicidal concentration of a liquid chemical disinfectant for a sanitization program |  | Liquid Suspension | CFU | 100000000 | [9 empty] | 0.0096 | wt% |  |  |  | 20 |  | 50 | aqueous suspension | time immersed | 10 |  |  | 0.33347 | LR |  | %CV |  |  |  | 4 | No damage
Ceccanti 2011 Carrier tests to assess the effective sporicidal concentration of a liquid chemical disinfectant for a sanitization program |  | Liquid Suspension | CFU | 100000000 | [9 empty] | 0.02 | wt% |  |  |  | 20 |  | 50 | aqueous suspension | time immersed | 10 |  |  | 0.87517 | LR |  | %CV |  |  |  | 4 | No damage
Ceccanti 2011 Carrier tests to assess the effective sporicidal concentration of a liquid chemical disinfectant for a sanitization program |  | Liquid Suspension | CFU | 100000000 | [9 empty] | 0.024 | wt% |  |  |  | 20 |  | 50 | aqueous suspension | time immersed | 10 |  |  | 0.84711 | LR |  | %CV |  |  |  | 4 | No damage
Ceccanti 2011 Carrier tests to assess the effective sporicidal concentration of a liquid chemical disinfectant for a sanitization program |  | Liquid Suspension | CFU | 100000000 | [9 empty] | 0.032 | wt% |  |  |  | 20 |  | 50 | aqueous suspension | time immersed | 10 |  |  | 1.8849 | LR |  | %CV |  |  |  | 4 | No damage
Ceccanti 2011 Carrier tests to assess the effective sporicidal concentration of a liquid chemical disinfectant for a sanitization program |  | Liquid Suspension | CFU | 100000000 | [9 empty] | 0.04 | wt% |  |  |  | 20 |  | 50 | aqueous suspension | time immersed | 10 |  |  | 3.0271 | LR |  | %CV |  |  |  | 4 | No damage
Ceccanti 2011 Carrier tests to assess the effective sporicidal concentration of a liquid chemical disinfectant for a sanitization program |  | Liquid Suspension | CFU | 100000000 | [9 empty] | 0.048 | wt% |  |  |  | 20 |  | 50 | aqueous suspension | time immersed | 10 |  |  | 5.9154 | LR |  | %CV |  |  |  | 4 | No damage
Ceccanti 2011 Carrier tests to assess the effective sporicidal concentration of a liquid chemical disinfectant for a sanitization program |  | Liquid Suspension | CFU | 100000000 | [9 empty] | 0.06 | wt% |  |  |  | 20 |  | 50 | aqueous suspension | time immersed | 10 |  |  | 6.873 | LR |  | %CV |  |  |  | 4 | No damage
Ceccanti 2011 Carrier tests to assess the effective sporicidal concentration of a liquid chemical disinfectant for a sanitization program |  | Liquid Suspension | CFU | 100000000 | [9 empty] | 0.08 | wt% |  |  |  | 20 |  | 50 | aqueous suspension | time immersed | 10 |  |  | 7.5137 | LR |  | %CV |  |  |  | 4 | No damage
Andre 2012 Evaluation of peracetic acid sanitizers efficiency against spores isolated from spoiled cans in suspension and on stainless steel surfaces | 1 g/L glucose | Liquid Suspension |  |  |  |  | 10 | mL | 1e-05 | m^3 |  |  |  | 0 | % wt/vol |  |  |  | 25 |  | 50 | aqueous solution of 1g/L glucose | time in suspension | 5 |  |  | 7.8 | LSurv |  |  |  |  | 7.8 | 3 | [5 empty] | 0 | [6 empty] | /mL |  |  |  |  | 7.8
Andre 2012 Evaluation of peracetic acid sanitizers efficiency against spores isolated from spoiled cans in suspension and on stainless steel surfaces | 1 g/L glucose | Liquid Suspension |  |  |  |  | 10 | mL | 1e-05 | m^3 |  |  |  | 0 | % wt/vol |  |  |  | 25 |  | 50 | aqueous solution of 1g/L glucose | time in suspension | 30 |  |  | 7.8 | LSurv |  |  |  |  | 7.8 | 3 | [5 empty] | 0 | [6 empty] | /mL |  |  |  |  | 7.8
Andre 2012 Evaluation of peracetic acid sanitizers efficiency against spores isolated from spoiled cans in suspension and on stainless steel surfaces | 1 g/L glucose | Liquid Suspension |  |  |  |  | 10 | mL | 1e-05 | m^3 |  |  |  | 0.009 | % wt/vol |  |  |  | 25 |  | 50 | aqueous solution of 1g/L glucose | time in suspension | 5 |  |  | 7.9 | LSurv |  |  |  |  | 7.8 | 3 | [5 empty] | 0 | [6 empty] | /mL |  |  |  |  | 7.8
Andre 2012 Evaluation of peracetic acid sanitizers efficiency against spores isolated from spoiled cans in suspension and on stainless steel surfaces | 1 g/L glucose | Liquid Suspension |  |  |  |  | 10 | mL | 1e-05 | m^3 |  |  |  | 0.009 | % wt/vol |  |  |  | 25 |  | 50 | aqueous solution of 1g/L glucose | time in suspension | 30 |  | < | 2 | LSurv |  |  |  |  | 7.8 | 3 | [5 empty] | 0 | [6 empty] | /mL |  |  |  | 0 | 7.8
Andre 2012 Evaluation of peracetic acid sanitizers efficiency against spores isolated from spoiled cans in suspension and on stainless steel surfaces | 1 g/L glucose | Liquid Suspension |  |  |  |  | 10 | mL | 1e-05 | m^3 |  |  |  | 0.021 | % wt/vol |  |  |  | 25 |  | 50 | aqueous solution of 1g/L glucose | time in suspension | 5 |  |  | 7.6 | LSurv |  |  |  |  | 7.8 | 3 | [5 empty] | 0 | [6 empty] | /mL |  |  |  |  | 7.8
Andre 2012 Evaluation of peracetic acid sanitizers efficiency against spores isolated from spoiled cans in suspension and on stainless steel surfaces | 1 g/L glucose | Liquid Suspension |  |  |  |  | 10 | mL | 1e-05 | m^3 |  |  |  | 0.021 | % wt/vol |  |  |  | 25 |  | 50 | aqueous solution of 1g/L glucose | time in suspension | 30 |  | < | 2 | LSurv |  |  |  |  | 7.8 | 3 | [5 empty] | 0 | [6 empty] | /mL |  |  |  | 0 | 7.8
Andre 2012 Evaluation of peracetic acid sanitizers efficiency against spores isolated from spoiled cans in suspension and on stainless steel surfaces | 1 g/L glucose | Liquid Suspension |  |  |  |  | 10 | mL | 1e-05 | m^3 |  |  |  | 0.036 | % wt/vol |  |  |  | 25 |  | 50 | aqueous solution of 1g/L glucose | time in suspension | 5 |  | < | 2 | LSurv |  |  |  |  | 7.8 | 3 | [5 empty] | 0 | [6 empty] | /mL |  |  |  | 0 | 7.8
Andre 2012 Evaluation of peracetic acid sanitizers efficiency against spores isolated from spoiled cans in suspension and on stainless steel surfaces | 1 g/L glucose | Liquid Suspension |  |  |  |  | 10 | mL | 1e-05 | m^3 |  |  |  | 0.036 | % wt/vol |  |  |  | 25 |  | 50 | aqueous solution of 1g/L glucose | time in suspension | 30 |  | < | 2 | LSurv |  |  |  |  | 7.8 | 3 | [5 empty] | 0 | [6 empty] | /mL |  |  |  | 0 | 7.8
Andre 2012 Evaluation of peracetic acid sanitizers efficiency against spores isolated from spoiled cans in suspension and on stainless steel surfaces | 1 g/L glucose | Liquid Suspension |  |  |  |  | 10 | mL | 1e-05 | m^3 |  |  |  | 0 | % wt/vol |  |  |  | 25 |  | 50 | aqueous solution of 1g/L glucose | time in suspension | 5 |  |  | 6.9 | LSurv |  |  |  |  | 6.9 | 3 | [5 empty] | 0 | [6 empty] | /mL |  |  |  |  | 6.9
Andre 2012 Evaluation of peracetic acid sanitizers efficiency against spores isolated from spoiled cans in suspension and on stainless steel surfaces | 1 g/L glucose | Liquid Suspension |  |  |  |  | 10 | mL | 1e-05 | m^3 |  |  |  | 0 | % wt/vol |  |  |  | 25 |  | 50 | aqueous solution of 1g/L glucose | time in suspension | 30 |  |  | 6.9 | LSurv |  |  |  |  | 6.9 | 3 | [5 empty] | 0 | [6 empty] | /mL |  |  |  |  | 6.9
Andre 2012 Evaluation of peracetic acid sanitizers efficiency against spores isolated from spoiled cans in suspension and on stainless steel surfaces | 1 g/L glucose | Liquid Suspension |  |  |  |  | 10 | mL | 1e-05 | m^3 |  |  |  | 0.09 | % wt/vol |  |  |  | 25 |  | 50 | aqueous solution of 1g/L glucose | time in suspension | 5 |  |  | 5.9 | LSurv |  |  |  |  | 6.9 | 3 | [5 empty] | 0 | [6 empty] | /mL |  |  |  |  | 6.9
Andre 2012 Evaluation of peracetic acid sanitizers efficiency against spores isolated from spoiled cans in suspension and on stainless steel surfaces | 1 g/L glucose | Liquid Suspension |  |  |  |  | 10 | mL | 1e-05 | m^3 |  |  |  | 0.09 | % wt/vol |  |  |  | 25 |  | 50 | aqueous solution of 1g/L glucose | time in suspension | 30 |  | < | 2 | LSurv |  |  |  |  | 6.9 | 3 | [5 empty] | 0 | [6 empty] | /mL |  |  |  | 0 | 6.9
Andre 2012 Evaluation of peracetic acid sanitizers efficiency against spores isolated from spoiled cans in suspension and on stainless steel surfaces | 1 g/L glucose | Liquid Suspension |  |  |  |  | 10 | mL | 1e-05 | m^3 |  |  |  | 0.135 | % wt/vol |  |  |  | 25 |  | 50 | aqueous solution of 1g/L glucose | time in suspension | 5 |  |  | 3.4 | LSurv |  |  |  |  | 6.9 | 3 | [5 empty] | 0 | [6 empty] | /mL |  |  |  |  | 6.9
Andre 2012 Evaluation of peracetic acid sanitizers efficiency against spores isolated from spoiled cans in suspension and on stainless steel surfaces | 1 g/L glucose | Liquid Suspension |  |  |  |  | 10 | mL | 1e-05 | m^3 |  |  |  | 0.135 | % wt/vol |  |  |  | 25 |  | 50 | aqueous solution of 1g/L glucose | time in suspension | 30 |  | < | 2 | LSurv |  |  |  |  | 6.9 | 3 | [5 empty] | 0 | [6 empty] | /mL |  |  |  | 0 | 6.9
Andre 2012 Evaluation of peracetic acid sanitizers efficiency against spores isolated from spoiled cans in suspension and on stainless steel surfaces | 1 g/L glucose | Liquid Suspension |  |  |  |  | 10 | mL | 1e-05 | m^3 |  |  |  | 0.18 | % wt/vol |  |  |  | 25 |  | 50 | aqueous solution of 1g/L glucose | time in suspension | 5 |  | < | 2 | LSurv |  |  |  |  | 6.9 | 3 | [5 empty] | 0 | [6 empty] | /mL |  |  |  | 0 | 6.9
Andre 2012 Evaluation of peracetic acid sanitizers efficiency against spores isolated from spoiled cans in suspension and on stainless steel surfaces | 1 g/L glucose | Liquid Suspension |  |  |  |  | 10 | mL | 1e-05 | m^3 |  |  |  | 0.18 | % wt/vol |  |  |  | 25 |  | 50 | aqueous solution of 1g/L glucose | time in suspension | 30 |  | < | 2 | LSurv |  |  |  |  | 6.9 | 3 | [5 empty] | 0 | [6 empty] | /mL |  |  |  | 0 | 6.9
Sagripanti 2011 Microbial ictivation for safe and rapid diagnostics of infectious samples |  | Liquid Suspension | CFU/mL | 50000000 |  |  | 100 | uL | 1e-07 | m^3 |  |  |  | 0.03 | vol% |  |  |  | 21 |  | 50 | aqueous suspension | time before neutralization | 30 |  | > | 6 | LR | [18 empty] | /uL |  |  |  | 0 | 6
Sagripanti 2011 Microbial ictivation for safe and rapid diagnostics of infectious samples |  | Liquid Suspension | CFU/mL | 50000000 |  |  | 100 | uL | 1e-07 | m^3 |  |  |  | 0.3 | vol% |  |  |  | 21 |  | 50 | aqueous suspension | time before neutralization | 30 |  | > | 6 | LR | [18 empty] | /uL |  |  |  | 0 | 6
Sagripanti 2011 Microbial ictivation for safe and rapid diagnostics of infectious samples |  | Liquid Suspension | CFU/mL | 50000000 |  |  | 100 | uL | 1e-07 | m^3 |  |  |  | 0.01 | vol% |  |  |  | 21 |  | 50 | aqueous suspension | time before neutralization | 30 |  | > | 3 | LR | [18 empty] | /uL |  |  |  | 0 | 3
Sagripanti 2011 Microbial ictivation for safe and rapid diagnostics of infectious samples |  | Liquid Suspension | CFU/mL | 50000000 |  |  | 100 | uL | 1e-07 | m^3 |  |  |  | 0.05 | vol% |  |  |  | 21 |  | 50 | aqueous suspension | time before neutralization | 30 |  | > | 6 | LR | [18 empty] | /uL |  |  |  | 0 | 6
Sagripanti 2011 Microbial ictivation for safe and rapid diagnostics of infectious samples |  | Liquid Suspension | CFU/mL | 50000000 |  |  | 100 | uL | 1e-07 | m^3 |  |  |  | 0.5 | vol% |  |  |  | 21 |  | 50 | aqueous suspension | time before neutralization | 30 |  | > | 6 | LR | [18 empty] | /uL |  |  |  | 0 | 6
Sagripanti 2011 Microbial ictivation for safe and rapid diagnostics of infectious samples |  | Liquid Suspension | CFU/mL | 50000000 |  |  | 100 | uL | 1e-07 | m^3 |  |  |  | 0.1 | wt% |  |  |  | 21 |  | 50 | aqueous suspension | time before neutralization | 30 |  | < | 1 | LR | [18 empty] | /uL |  |  |  | 0
Sagripanti 2011 Microbial ictivation for safe and rapid diagnostics of infectious samples |  | Liquid Suspension | CFU/mL | 50000000 |  |  | 100 | uL | 1e-07 | m^3 |  |  |  | 0.5 | wt% |  |  |  | 21 |  | 50 | aqueous suspension | time before neutralization | 30 |  | > | 6 | LR | [18 empty] | /uL |  |  |  | 0 | 6
Sagripanti 2011 Microbial ictivation for safe and rapid diagnostics of infectious samples |  | Liquid Suspension | CFU/mL | 50000000 |  |  | 100 | uL | 1e-07 | m^3 |  |  |  | 2.5 | wt% |  |  |  | 21 |  | 50 | aqueous suspension | time before neutralization | 30 |  | > | 6 | LR | [18 empty] | /uL |  |  |  | 0 | 6
Sagripanti 2011 Microbial ictivation for safe and rapid diagnostics of infectious samples |  | Liquid Suspension | CFU/mL | 50000000 |  |  | 100 | uL | 1e-07 | m^3 |  |  |  | 0.4 | vol% |  |  |  | 21 |  | 50 | aqueous suspension | time before neutralization | 30 |  | > | 2 | LR | [18 empty] | /uL |  |  |  | 0 | 2
Sagripanti 2011 Microbial ictivation for safe and rapid diagnostics of infectious samples |  | Liquid Suspension | CFU/mL | 50000000 |  |  | 100 | uL | 1e-07 | m^3 |  |  |  | 2 | vol% |  |  |  | 21 |  | 50 | aqueous suspension | time before neutralization | 30 |  | > | 2 | LR | [18 empty] | /uL |  |  |  | 0 | 2
Sagripanti 2011 Microbial ictivation for safe and rapid diagnostics of infectious samples |  | Liquid Suspension | CFU/mL | 50000000 |  |  | 100 | uL | 1e-07 | m^3 |  |  |  | 4 | vol% |  |  |  | 21 |  | 50 | aqueous suspension | time before neutralization | 30 |  | > | 6 | LR | [18 empty] | /uL |  |  |  | 0 | 6
Sagripanti 2011 Microbial ictivation for safe and rapid diagnostics of infectious samples |  | Liquid Suspension | CFU/mL | 50000000 |  |  | 100 | uL | 1e-07 | m^3 |  |  |  | 4 | vol% |  |  |  | 21 |  | 50 | aqueous suspension | time before neutralization | 30 |  | < | 0.1 | LR | [18 empty] | /uL |  |  |  | 0
Sagripanti 2011 Microbial ictivation for safe and rapid diagnostics of infectious samples |  | Liquid Suspension | CFU/mL | 50000000 |  |  | 100 | uL | 1e-07 | m^3 |  |  |  | 8 | vol% |  |  |  | 21 |  | 50 | aqueous suspension | time before neutralization | 30 |  | < | 0.1 | LR | [18 empty] | /uL |  |  |  | 0
Sagripanti 2011 Microbial ictivation for safe and rapid diagnostics of infectious samples |  | Liquid Suspension | CFU/mL | 50000000 |  |  | 100 | uL | 1e-07 | m^3 |  |  |  | 16 | vol% |  |  |  | 21 |  | 50 | aqueous suspension | time before neutralization | 30 |  | > | 1 | LR | [18 empty] | /uL |  |  |  | 0 | 1
Sagripanti 2011 Microbial ictivation for safe and rapid diagnostics of infectious samples |  | Liquid Suspension | CFU/mL | 50000000 |  |  | 100 | uL | 1e-07 | m^3 |  |  |  | 1 | vol% |  |  |  | 21 |  | 50 | aqueous suspension | time before neutralization | 30 |  | < | 0.1 | LR | [18 empty] | /uL |  |  |  | 0
Sagripanti 2011 Microbial ictivation for safe and rapid diagnostics of infectious samples |  | Liquid Suspension | CFU/mL | 50000000 |  |  | 100 | uL | 1e-07 | m^3 |  |  |  | 10 | vol% |  |  |  | 21 |  | 50 | aqueous suspension | time before neutralization | 30 |  | < | 0.1 | LR | [18 empty] | /uL |  |  |  | 0
Sagripanti 2011 Microbial ictivation for safe and rapid diagnostics of infectious samples |  | Liquid Suspension | CFU/mL | 50000000 |  |  | 100 | uL | 1e-07 | m^3 |  |  |  | 15 | vol% |  |  |  | 21 |  | 50 | aqueous suspension | time before neutralization | 30 |  |  | 1 | LR | [18 empty] | /uL
Sagripanti 2011 Microbial ictivation for safe and rapid diagnostics of infectious samples |  | Liquid Suspension | CFU/mL | 50000000 |  |  | 100 | uL | 1e-07 | m^3 |  |  |  | 0.035 |  |  |  |  | 21 |  | 50 | aqueous suspension | time before neutralization | 30 |  | < | 0.5 | LR | [18 empty] | /uL |  |  |  | 0
Sagripanti 2011 Microbial ictivation for safe and rapid diagnostics of infectious samples |  | Liquid Suspension | CFU/mL | 50000000 |  |  | 100 | uL | 1e-07 | m^3 |  |  |  | 0.35 |  |  |  |  | 21 |  | 50 | aqueous suspension | time before neutralization | 30 |  | < | 0.5 | LR | [18 empty] | /uL |  |  |  | 0
Sagripanti 2011 Microbial ictivation for safe and rapid diagnostics of infectious samples |  | Liquid Suspension | CFU/mL | 50000000 |  |  | 100 | uL | 1e-07 | m^3 |  |  |  | 3.5 |  |  |  |  | 21 |  | 50 | aqueous suspension | time before neutralization | 30 |  | < | 0.5 | LR | [18 empty] | /uL |  |  |  | 0
Raber 2010 Decontamition options for Bacillus anthracis-contamited drinking water determined from spore surrogate studies |  | Liquid Suspension | [11 empty] | 0.01 | wt% |  |  | 2 | 24 |  | 50 | aqueous suspension | time until neutralization | 10 |  |  | 47.7 | %Kill | [5 empty] | 2
Raber 2010 Decontamition options for Bacillus anthracis-contamited drinking water determined from spore surrogate studies |  | Liquid Suspension | [11 empty] | 0.01 | wt% |  |  | 2 | 24 |  | 50 | aqueous suspension | time until neutralization | 10 |  |  | 42.7 | %Kill | [5 empty] | 2
Raber 2010 Decontamition options for Bacillus anthracis-contamited drinking water determined from spore surrogate studies |  | Liquid Suspension | [11 empty] | 0.02 | wt% |  |  | 2 | 24 |  | 50 | aqueous suspension | time until neutralization | 10 |  |  | 100 | %Kill | [5 empty] | 2
Raber 2010 Decontamition options for Bacillus anthracis-contamited drinking water determined from spore surrogate studies |  | Liquid Suspension | [11 empty] | 0.02 | wt% |  |  | 2 | 24 |  | 50 | aqueous suspension | time until neutralization | 10 |  |  | 99.3 | %Kill | [5 empty] | 2
Raber 2010 Decontamition options for Bacillus anthracis-contamited drinking water determined from spore surrogate studies |  | Liquid Suspension | [11 empty] | 0.05 | wt% |  |  | 2 | 24 |  | 50 | aqueous suspension | time until neutralization | 10 |  |  | 97.1 | %Kill | [5 empty] | 2
Raber 2010 Decontamition options for Bacillus anthracis-contamited drinking water determined from spore surrogate studies |  | Liquid Suspension | [11 empty] | 0.1 | wt% |  |  | 2 | 24 |  | 50 | aqueous suspension | time until neutralization | 10 |  |  | 58.1 | %Kill | [5 empty] | 2
Raber 2010 Decontamition options for Bacillus anthracis-contamited drinking water determined from spore surrogate studies |  | Liquid Suspension | [11 empty] | 0.1 | wt% |  |  | 2 | 24 |  | 50 | aqueous suspension | time until neutralization | 10 |  |  | 52.3 | %Kill | [5 empty] | 2
Raber 2010 Decontamition options for Bacillus anthracis-contamited drinking water determined from spore surrogate studies |  | Liquid Suspension | [11 empty] | 0.2 | wt% |  |  | 2 | 24 |  | 50 | aqueous suspension | time until neutralization | 10 |  |  | 100 | %Kill | [5 empty] | 2
Raber 2010 Decontamition options for Bacillus anthracis-contamited drinking water determined from spore surrogate studies |  | Liquid Suspension | [11 empty] | 0.2 | wt% |  |  | 2 | 24 |  | 50 | aqueous suspension | time until neutralization | 10 |  |  | 100 | %Kill | [5 empty] | 2
Raber 2010 Decontamition options for Bacillus anthracis-contamited drinking water determined from spore surrogate studies |  | Liquid Suspension | [11 empty] | 0.5 | wt% |  |  | 2 | 24 |  | 50 | aqueous suspension | time until neutralization | 10 |  |  | 100 | %Kill | [5 empty] | 2
Raber 2010 Decontamition options for Bacillus anthracis-contamited drinking water determined from spore surrogate studies |  | Liquid Suspension | [11 empty] | 1 | wt% |  |  | 2 | 24 |  | 50 | aqueous suspension | time until neutralization | 10 |  |  | 100 | %Kill | [5 empty] | 2
Raber 2010 Decontamition options for Bacillus anthracis-contamited drinking water determined from spore surrogate studies |  | Liquid Suspension | [11 empty] | 1 | wt% |  |  | 2 | 24 |  | 50 | aqueous suspension | time until neutralization | 10 |  |  | 72 | %Kill | [5 empty] | 2
Raber 2010 Decontamition options for Bacillus anthracis-contamited drinking water determined from spore surrogate studies |  | Liquid Suspension | [11 empty] | 2 | wt% |  |  | 2 | 24 |  | 50 | aqueous suspension | time until neutralization | 10 |  |  | 100 | %Kill | [5 empty] | 2
Raber 2010 Decontamition options for Bacillus anthracis-contamited drinking water determined from spore surrogate studies |  | Liquid Suspension | [11 empty] | 2 | wt% |  |  | 2 | 24 |  | 50 | aqueous suspension | time until neutralization | 10 |  |  | 100 | %Kill | [5 empty] | 2
Raber 2010 Decontamition options for Bacillus anthracis-contamited drinking water determined from spore surrogate studies |  | Liquid Suspension | [11 empty] | 5 | wt% |  |  | 2 | 24 |  | 50 | aqueous suspension | time until neutralization | 10 |  |  | 100 | %Kill | [5 empty] | 2
Raber 2010 Decontamition options for Bacillus anthracis-contamited drinking water determined from spore surrogate studies |  | Liquid Suspension | [11 empty] | 0.01 | wt% |  |  | 2 | 24 |  | 50 | aqueous suspension | time until neutralization | 10 |  |  | 79.4 | %Kill | [5 empty] | 2
Raber 2010 Decontamition options for Bacillus anthracis-contamited drinking water determined from spore surrogate studies |  | Liquid Suspension | [11 empty] | 0.01 | wt% |  |  | 2 | 24 |  | 50 | aqueous suspension | time until neutralization | 10 |  |  | 77.3 | %Kill | [5 empty] | 2
Raber 2010 Decontamition options for Bacillus anthracis-contamited drinking water determined from spore surrogate studies |  | Liquid Suspension | [11 empty] | 0.02 | wt% |  |  | 2 | 24 |  | 50 | aqueous suspension | time until neutralization | 10 |  |  | 92.9 | %Kill | [5 empty] | 2
Raber 2010 Decontamition options for Bacillus anthracis-contamited drinking water determined from spore surrogate studies |  | Liquid Suspension | [11 empty] | 0.02 | wt% |  |  | 2 | 24 |  | 50 | aqueous suspension | time until neutralization | 10 |  |  | 99.3 | %Kill | [5 empty] | 2
Raber 2010 Decontamition options for Bacillus anthracis-contamited drinking water determined from spore surrogate studies |  | Liquid Suspension | [11 empty] | 0.05 | wt% |  |  | 2 | 24 |  | 50 | aqueous suspension | time until neutralization | 10 |  |  | 100 | %Kill | [5 empty] | 2
Raber 2010 Decontamition options for Bacillus anthracis-contamited drinking water determined from spore surrogate studies |  | Liquid Suspension | [11 empty] | 0.1 | wt% |  |  | 2 | 24 |  | 50 | aqueous suspension | time until neutralization | 10 |  |  | 82.3 | %Kill | [5 empty] | 2
Raber 2010 Decontamition options for Bacillus anthracis-contamited drinking water determined from spore surrogate studies |  | Liquid Suspension | [11 empty] | 0.1 | wt% |  |  | 2 | 24 |  | 50 | aqueous suspension | time until neutralization | 10 |  |  | 83 | %Kill | [5 empty] | 2
Raber 2010 Decontamition options for Bacillus anthracis-contamited drinking water determined from spore surrogate studies |  | Liquid Suspension | [11 empty] | 0.2 | wt% |  |  | 2 | 24 |  | 50 | aqueous suspension | time until neutralization | 10 |  |  | 100 | %Kill | [5 empty] | 2
Raber 2010 Decontamition options for Bacillus anthracis-contamited drinking water determined from spore surrogate studies |  | Liquid Suspension | [11 empty] | 0.2 | wt% |  |  | 2 | 24 |  | 50 | aqueous suspension | time until neutralization | 10 |  |  | 100 | %Kill | [5 empty] | 2
Raber 2010 Decontamition options for Bacillus anthracis-contamited drinking water determined from spore surrogate studies |  | Liquid Suspension | [11 empty] | 0.5 | wt% |  |  | 2 | 24 |  | 50 | aqueous suspension | time until neutralization | 10 |  |  | 100 | %Kill | [5 empty] | 2
Raber 2010 Decontamition options for Bacillus anthracis-contamited drinking water determined from spore surrogate studies |  | Liquid Suspension | [11 empty] | 1 | wt% |  |  | 2 | 24 |  | 50 | aqueous suspension | time until neutralization | 10 |  |  | 100 | %Kill | [5 empty] | 2
Raber 2010 Decontamition options for Bacillus anthracis-contamited drinking water determined from spore surrogate studies |  | Liquid Suspension | [11 empty] | 1 | wt% |  |  | 2 | 24 |  | 50 | aqueous suspension | time until neutralization | 10 |  |  | 98.6 | %Kill | [5 empty] | 2
Raber 2010 Decontamition options for Bacillus anthracis-contamited drinking water determined from spore surrogate studies |  | Liquid Suspension | [11 empty] | 2 | wt% |  |  | 2 | 24 |  | 50 | aqueous suspension | time until neutralization | 10 |  |  | 100 | %Kill | [5 empty] | 2
Raber 2010 Decontamition options for Bacillus anthracis-contamited drinking water determined from spore surrogate studies |  | Liquid Suspension | [11 empty] | 2 | wt% |  |  | 2 | 24 |  | 50 | aqueous suspension | time until neutralization | 10 |  |  | 100 | %Kill | [5 empty] | 2
Raber 2010 Decontamition options for Bacillus anthracis-contamited drinking water determined from spore surrogate studies |  | Liquid Suspension | [11 empty] | 5 | wt% |  |  | 2 | 24 |  | 50 | aqueous suspension | time until neutralization | 10 |  |  | 100 | %Kill | [5 empty] | 2
Raber 2010 Decontamition options for Bacillus anthracis-contamited drinking water determined from spore surrogate studies |  | Liquid Suspension | [11 empty] | 0.01 | wt% |  |  | 2 | 24 |  | 50 | aqueous suspension | time until neutralization | 10 |  |  | 18 | %Kill | [5 empty] | 2
Raber 2010 Decontamition options for Bacillus anthracis-contamited drinking water determined from spore surrogate studies |  | Liquid Suspension | [11 empty] | 0.01 | wt% |  |  | 2 | 24 |  | 50 | aqueous suspension | time until neutralization | 10 |  |  | 14.5 | %Kill | [5 empty] | 2
Raber 2010 Decontamition options for Bacillus anthracis-contamited drinking water determined from spore surrogate studies |  | Liquid Suspension | [11 empty] | 0.02 | wt% |  |  | 2 | 24 |  | 50 | aqueous suspension | time until neutralization | 10 |  |  | 48.4 | %Kill | [5 empty] | 2
Raber 2010 Decontamition options for Bacillus anthracis-contamited drinking water determined from spore surrogate studies |  | Liquid Suspension | [11 empty] | 0.02 | wt% |  |  | 2 | 24 |  | 50 | aqueous suspension | time until neutralization | 10 |  |  | 52 | %Kill | [5 empty] | 2
Raber 2010 Decontamition options for Bacillus anthracis-contamited drinking water determined from spore surrogate studies |  | Liquid Suspension | [11 empty] | 0.05 | wt% |  |  | 2 | 24 |  | 50 | aqueous suspension | time until neutralization | 10 |  |  | 98.1 | %Kill | [5 empty] | 2
Raber 2010 Decontamition options for Bacillus anthracis-contamited drinking water determined from spore surrogate studies |  | Liquid Suspension | [11 empty] | 0.1 | wt% |  |  | 2 | 24 |  | 50 | aqueous suspension | time until neutralization | 10 |  |  | 22.7 | %Kill | [5 empty] | 2
Raber 2010 Decontamition options for Bacillus anthracis-contamited drinking water determined from spore surrogate studies |  | Liquid Suspension | [11 empty] | 0.1 | wt% |  |  | 2 | 24 |  | 50 | aqueous suspension | time until neutralization | 10 |  |  | 39.3 | %Kill | [5 empty] | 2
Raber 2010 Decontamition options for Bacillus anthracis-contamited drinking water determined from spore surrogate studies |  | Liquid Suspension | [11 empty] | 0.2 | wt% |  |  | 2 | 24 |  | 50 | aqueous suspension | time until neutralization | 10 |  |  | 99.9 | %Kill | [5 empty] | 2
Raber 2010 Decontamition options for Bacillus anthracis-contamited drinking water determined from spore surrogate studies |  | Liquid Suspension | [11 empty] | 0.2 | wt% |  |  | 2 | 24 |  | 50 | aqueous suspension | time until neutralization | 10 |  |  | 99.9 | %Kill | [5 empty] | 2
Raber 2010 Decontamition options for Bacillus anthracis-contamited drinking water determined from spore surrogate studies |  | Liquid Suspension | [11 empty] | 0.5 | wt% |  |  | 2 | 24 |  | 50 | aqueous suspension | time until neutralization | 10 |  |  | 99.9 | %Kill | [5 empty] | 2
Raber 2010 Decontamition options for Bacillus anthracis-contamited drinking water determined from spore surrogate studies |  | Liquid Suspension | [11 empty] | 1 | wt% |  |  | 2 | 24 |  | 50 | aqueous suspension | time until neutralization | 10 |  |  | 39.3 | %Kill | [5 empty] | 2
Raber 2010 Decontamition options for Bacillus anthracis-contamited drinking water determined from spore surrogate studies |  | Liquid Suspension | [11 empty] | 1 | wt% |  |  | 2 | 24 |  | 50 | aqueous suspension | time until neutralization | 10 |  |  | 98.4 | %Kill | [5 empty] | 2
Raber 2010 Decontamition options for Bacillus anthracis-contamited drinking water determined from spore surrogate studies |  | Liquid Suspension | [11 empty] | 2 | wt% |  |  | 2 | 24 |  | 50 | aqueous suspension | time until neutralization | 10 |  |  | 100 | %Kill | [5 empty] | 2
Raber 2010 Decontamition options for Bacillus anthracis-contamited drinking water determined from spore surrogate studies |  | Liquid Suspension | [11 empty] | 2 | wt% |  |  | 2 | 24 |  | 50 | aqueous suspension | time until neutralization | 10 |  |  | 100 | %Kill | [5 empty] | 2
Raber 2010 Decontamition options for Bacillus anthracis-contamited drinking water determined from spore surrogate studies |  | Liquid Suspension | [11 empty] | 5 | wt% |  |  | 2 | 24 |  | 50 | aqueous suspension | time until neutralization | 10 |  |  | 82.6 | %Kill | [5 empty] | 2
Raber 2010 Decontamition options for Bacillus anthracis-contamited drinking water determined from spore surrogate studies |  | Liquid Suspension | [11 empty] | 5 | wt% |  |  | 2 | 24 |  | 50 | aqueous suspension | time until neutralization | 10 |  |  | 99.9 | %Kill | [5 empty] | 2
Raber 2010 Decontamition options for Bacillus anthracis-contamited drinking water determined from spore surrogate studies |  | Liquid Suspension | [11 empty] | 5 | wt% |  |  | 2 | 24 |  | 50 | aqueous suspension | time until neutralization | 10 |  |  | 100 | %Kill | [5 empty] | 2
Mohan 2009 Ictivation of Bacillus atrophaeus spores with surface-active peracids and characterization of formed free radicals using electron spin resonce spectroscopy |  | Liquid Suspension |  |  |  |  | 3 | mL | 3e-06 | m^3 |  |  |  | 0.055 | wt% |  |  |  | 50 |  | 50 | aqueous suspension | time until neutralization | 0.083116 |  |  | 0.27216 | LR | [5 empty] | 2 | [12 empty] | /mL
Mohan 2009 Ictivation of Bacillus atrophaeus spores with surface-active peracids and characterization of formed free radicals using electron spin resonce spectroscopy |  | Liquid Suspension |  |  |  |  | 3 | mL | 3e-06 | m^3 |  |  |  | 0.055 | wt% |  |  |  | 50 |  | 50 | aqueous suspension | time until neutralization | 0.16703 |  |  | 0.51959 | LR | [5 empty] | 2 | [12 empty] | /mL
Mohan 2009 Ictivation of Bacillus atrophaeus spores with surface-active peracids and characterization of formed free radicals using electron spin resonce spectroscopy |  | Liquid Suspension |  |  |  |  | 3 | mL | 3e-06 | m^3 |  |  |  | 0.055 | wt% |  |  |  | 50 |  | 50 | aqueous suspension | time until neutralization | 0.24973 |  |  | 1.0887 | LR | [5 empty] | 2 | [12 empty] | /mL
Mohan 2009 Ictivation of Bacillus atrophaeus spores with surface-active peracids and characterization of formed free radicals using electron spin resonce spectroscopy |  | Liquid Suspension |  |  |  |  | 3 | mL | 3e-06 | m^3 |  |  |  | 0.055 | wt% |  |  |  | 50 |  | 50 | aqueous suspension | time until neutralization | 0.3332 |  |  | 2.066 | LR | [5 empty] | 2 | [12 empty] | /mL
Mohan 2009 Ictivation of Bacillus atrophaeus spores with surface-active peracids and characterization of formed free radicals using electron spin resonce spectroscopy |  | Liquid Suspension |  |  |  |  | 3 | mL | 3e-06 | m^3 |  |  |  | 0.055 | wt% |  |  |  | 60 |  | 50 | aqueous suspension | time until neutralization | 0.083089 |  |  | 0.69278 | LR | [5 empty] | 2 | [12 empty] | /mL
Mohan 2009 Ictivation of Bacillus atrophaeus spores with surface-active peracids and characterization of formed free radicals using electron spin resonce spectroscopy |  | Liquid Suspension |  |  |  |  | 3 | mL | 3e-06 | m^3 |  |  |  | 0.055 | wt% |  |  |  | 60 |  | 50 | aqueous suspension | time until neutralization | 0.16655 |  |  | 1.7814 | LR | [5 empty] | 2 | [12 empty] | /mL
Mohan 2009 Ictivation of Bacillus atrophaeus spores with surface-active peracids and characterization of formed free radicals using electron spin resonce spectroscopy |  | Liquid Suspension |  |  |  |  | 3 | mL | 3e-06 | m^3 |  |  |  | 0.055 | wt% |  |  |  | 60 |  | 50 | aqueous suspension | time until neutralization | 0.24996 |  |  | 3.5381 | LR | [5 empty] | 2 | [12 empty] | /mL
Mohan 2009 Ictivation of Bacillus atrophaeus spores with surface-active peracids and characterization of formed free radicals using electron spin resonce spectroscopy |  | Liquid Suspension |  |  |  |  | 3 | mL | 3e-06 | m^3 |  |  |  | 0.055 | wt% |  |  |  | 60 |  | 50 | aqueous suspension | time until neutralization | 0.33338 |  | > | 5 | LR | [5 empty] | 2 | [12 empty] | /mL |  |  |  | 0 | 5
Mohan 2009 Ictivation of Bacillus atrophaeus spores with surface-active peracids and characterization of formed free radicals using electron spin resonce spectroscopy |  | Liquid Suspension |  |  |  |  | 3 | mL | 3e-06 | m^3 |  |  |  | 0.055 | wt% |  |  |  | 70 |  | 50 | aqueous suspension | time until neutralization | 0.083003 |  |  | 1.9794 | LR | [5 empty] | 2 | [12 empty] | /mL
Mohan 2009 Ictivation of Bacillus atrophaeus spores with surface-active peracids and characterization of formed free radicals using electron spin resonce spectroscopy |  | Liquid Suspension |  |  |  |  | 3 | mL | 3e-06 | m^3 |  |  |  | 0.055 | wt% |  |  |  | 70 |  | 50 | aqueous suspension | time until neutralization | 0.16569 |  |  | 2.6845 | LR | [5 empty] | 2 | [12 empty] | /mL
Mohan 2009 Ictivation of Bacillus atrophaeus spores with surface-active peracids and characterization of formed free radicals using electron spin resonce spectroscopy |  | Liquid Suspension |  |  |  |  | 3 | mL | 3e-06 | m^3 |  |  |  | 0.055 | wt% |  |  |  | 70 |  | 50 | aqueous suspension | time until neutralization | 0.24945 |  | > | 5 | LR | [5 empty] | 2 | [12 empty] | /mL |  |  |  | 0 | 5
Mohan 2009 Ictivation of Bacillus atrophaeus spores with surface-active peracids and characterization of formed free radicals using electron spin resonce spectroscopy |  | Liquid Suspension |  |  |  |  | 3 | mL | 3e-06 | m^3 |  |  |  | 0.055 | wt% |  |  |  | 70 |  | 50 | aqueous suspension | time until neutralization | 0.33338 |  | > | 5 | LR | [5 empty] | 2 | [12 empty] | /mL |  |  |  | 0 | 5
Mohan 2009 Ictivation of Bacillus atrophaeus spores with surface-active peracids and characterization of formed free radicals using electron spin resonce spectroscopy |  | Liquid Suspension |  |  |  |  | 3 | mL | 3e-06 | m^3 |  |  |  | 0.065 | wt% |  |  |  | 50 |  | 50 | aqueous suspension | time until neutralization | 0.083333 |  |  | 0.50115 | LR | [5 empty] | 2 | [12 empty] | /mL
Mohan 2009 Ictivation of Bacillus atrophaeus spores with surface-active peracids and characterization of formed free radicals using electron spin resonce spectroscopy |  | Liquid Suspension |  |  |  |  | 3 | mL | 3e-06 | m^3 |  |  |  | 0.065 | wt% |  |  |  | 50 |  | 50 | aqueous suspension | time until neutralization | 0.16707 |  |  | 1.1682 | LR | [5 empty] | 2 | [12 empty] | /mL
Mohan 2009 Ictivation of Bacillus atrophaeus spores with surface-active peracids and characterization of formed free radicals using electron spin resonce spectroscopy |  | Liquid Suspension |  |  |  |  | 3 | mL | 3e-06 | m^3 |  |  |  | 0.065 | wt% |  |  |  | 50 |  | 50 | aqueous suspension | time until neutralization | 0.2496 |  |  | 1.5864 | LR | [5 empty] | 2 | [12 empty] | /mL
Mohan 2009 Ictivation of Bacillus atrophaeus spores with surface-active peracids and characterization of formed free radicals using electron spin resonce spectroscopy |  | Liquid Suspension |  |  |  |  | 3 | mL | 3e-06 | m^3 |  |  |  | 0.065 | wt% |  |  |  | 50 |  | 50 | aqueous suspension | time until neutralization | 0.33374 |  |  | 3.1244 | LR | [5 empty] | 2 | [12 empty] | /mL
Mohan 2009 Ictivation of Bacillus atrophaeus spores with surface-active peracids and characterization of formed free radicals using electron spin resonce spectroscopy |  | Liquid Suspension |  |  |  |  | 3 | mL | 3e-06 | m^3 |  |  |  | 0.065 | wt% |  |  |  | 60 |  | 50 | aqueous suspension | time until neutralization | 0.083333 |  |  | 1.0956 | LR | [5 empty] | 2 | [12 empty] | /mL
Mohan 2009 Ictivation of Bacillus atrophaeus spores with surface-active peracids and characterization of formed free radicals using electron spin resonce spectroscopy |  | Liquid Suspension |  |  |  |  | 3 | mL | 3e-06 | m^3 |  |  |  | 0.065 | wt% |  |  |  | 60 |  | 50 | aqueous suspension | time until neutralization | 0.16626 |  |  | 2.606 | LR | [5 empty] | 2 | [12 empty] | /mL
Mohan 2009 Ictivation of Bacillus atrophaeus spores with surface-active peracids and characterization of formed free radicals using electron spin resonce spectroscopy |  | Liquid Suspension |  |  |  |  | 3 | mL | 3e-06 | m^3 |  |  |  | 0.065 | wt% |  |  |  | 60 |  | 50 | aqueous suspension | time until neutralization | 0.25081 |  |  | 3.7569 | LR | [5 empty] | 2 | [12 empty] | /mL
Mohan 2009 Ictivation of Bacillus atrophaeus spores with surface-active peracids and characterization of formed free radicals using electron spin resonce spectroscopy |  | Liquid Suspension |  |  |  |  | 3 | mL | 3e-06 | m^3 |  |  |  | 0.065 | wt% |  |  |  | 60 |  | 50 | aqueous suspension | time until neutralization | 0.33333 |  |  | 5.212 | LR | [5 empty] | 2 | [12 empty] | /mL
Mohan 2009 Ictivation of Bacillus atrophaeus spores with surface-active peracids and characterization of formed free radicals using electron spin resonce spectroscopy |  | Liquid Suspension |  |  |  |  | 3 | mL | 3e-06 | m^3 |  |  |  | 0.065 | wt% |  |  |  | 70 |  | 50 | aqueous suspension | time until neutralization | 0.082931 |  |  | 3.1417 | LR | [5 empty] | 2 | [12 empty] | /mL
Mohan 2009 Ictivation of Bacillus atrophaeus spores with surface-active peracids and characterization of formed free radicals using electron spin resonce spectroscopy |  | Liquid Suspension |  |  |  |  | 3 | mL | 3e-06 | m^3 |  |  |  | 0.065 | wt% |  |  |  | 70 |  | 50 | aqueous suspension | time until neutralization | 0.16707 |  |  | 4.0161 | LR | [5 empty] | 2 | [12 empty] | /mL
Mohan 2009 Ictivation of Bacillus atrophaeus spores with surface-active peracids and characterization of formed free radicals using electron spin resonce spectroscopy |  | Liquid Suspension |  |  |  |  | 3 | mL | 3e-06 | m^3 |  |  |  | 0.065 | wt% |  |  |  | 70 |  | 50 | aqueous suspension | time until neutralization | 0.2504 |  | > | 5 | LR | [5 empty] | 2 | [12 empty] | /mL |  |  |  | 0 | 5
Mohan 2009 Ictivation of Bacillus atrophaeus spores with surface-active peracids and characterization of formed free radicals using electron spin resonce spectroscopy |  | Liquid Suspension |  |  |  |  | 3 | mL | 3e-06 | m^3 |  |  |  | 0.065 | wt% |  |  |  | 70 |  | 50 | aqueous suspension | time until neutralization | 0.33333 |  | > | 5 | LR | [5 empty] | 2 | [12 empty] | /mL |  |  |  | 0 | 5
Mohan 2009 Ictivation of Bacillus atrophaeus spores with surface-active peracids and characterization of formed free radicals using electron spin resonce spectroscopy |  | Liquid Suspension |  |  |  |  | 3 | mL | 3e-06 | m^3 |  |  |  | 0.075 | wt% |  |  |  | 50 |  | 50 | aqueous suspension | time until neutralization | 0.083165 |  |  | 0.97542 | LR | [5 empty] | 2 | [12 empty] | /mL
Mohan 2009 Ictivation of Bacillus atrophaeus spores with surface-active peracids and characterization of formed free radicals using electron spin resonce spectroscopy |  | Liquid Suspension |  |  |  |  | 3 | mL | 3e-06 | m^3 |  |  |  | 0.075 | wt% |  |  |  | 50 |  | 50 | aqueous suspension | time until neutralization | 0.16709 |  |  | 1.7301 | LR | [5 empty] | 2 | [12 empty] | /mL
Mohan 2009 Ictivation of Bacillus atrophaeus spores with surface-active peracids and characterization of formed free radicals using electron spin resonce spectroscopy |  | Liquid Suspension |  |  |  |  | 3 | mL | 3e-06 | m^3 |  |  |  | 0.075 | wt% |  |  |  | 50 |  | 50 | aqueous suspension | time until neutralization | 0.25114 |  |  | 3.3682 | LR | [5 empty] | 2 | [12 empty] | /mL
Mohan 2009 Ictivation of Bacillus atrophaeus spores with surface-active peracids and characterization of formed free radicals using electron spin resonce spectroscopy |  | Liquid Suspension |  |  |  |  | 3 | mL | 3e-06 | m^3 |  |  |  | 0.075 | wt% |  |  |  | 50 |  | 50 | aqueous suspension | time until neutralization | 0.33363 |  | > | 5 | LR | [5 empty] | 2 | [12 empty] | /mL |  |  |  | 0 | 5
Mohan 2009 Ictivation of Bacillus atrophaeus spores with surface-active peracids and characterization of formed free radicals using electron spin resonce spectroscopy |  | Liquid Suspension |  |  |  |  | 3 | mL | 3e-06 | m^3 |  |  |  | 0.075 | wt% |  |  |  | 60 |  | 50 | aqueous suspension | time until neutralization | 0.083628 |  |  | 1.4785 | LR | [5 empty] | 2 | [12 empty] | /mL
Mohan 2009 Ictivation of Bacillus atrophaeus spores with surface-active peracids and characterization of formed free radicals using electron spin resonce spectroscopy |  | Liquid Suspension |  |  |  |  | 3 | mL | 3e-06 | m^3 |  |  |  | 0.075 | wt% |  |  |  | 60 |  | 50 | aqueous suspension | time until neutralization | 0.16654 |  |  | 3.5092 | LR | [5 empty] | 2 | [12 empty] | /mL
Mohan 2009 Ictivation of Bacillus atrophaeus spores with surface-active peracids and characterization of formed free radicals using electron spin resonce spectroscopy |  | Liquid Suspension |  |  |  |  | 3 | mL | 3e-06 | m^3 |  |  |  | 0.075 | wt% |  |  |  | 60 |  | 50 | aqueous suspension | time until neutralization | 0.25021 |  | > | 5 | LR | [5 empty] | 2 | [12 empty] | /mL |  |  |  | 0 | 5
Mohan 2009 Ictivation of Bacillus atrophaeus spores with surface-active peracids and characterization of formed free radicals using electron spin resonce spectroscopy |  | Liquid Suspension |  |  |  |  | 3 | mL | 3e-06 | m^3 |  |  |  | 0.075 | wt% |  |  |  | 60 |  | 50 | aqueous suspension | time until neutralization | 0.33483 |  | > | 5 | LR | [5 empty] | 2 | [12 empty] | /mL |  |  |  | 0 | 5
Mohan 2009 Ictivation of Bacillus atrophaeus spores with surface-active peracids and characterization of formed free radicals using electron spin resonce spectroscopy |  | Liquid Suspension |  |  |  |  | 3 | mL | 3e-06 | m^3 |  |  |  | 0.075 | wt% |  |  |  | 70 |  | 50 | aqueous suspension | time until neutralization | 0.083715 |  | > | 5 | LR | [5 empty] | 2 | [12 empty] | /mL |  |  |  | 0 | 5
Mohan 2009 Ictivation of Bacillus atrophaeus spores with surface-active peracids and characterization of formed free radicals using electron spin resonce spectroscopy |  | Liquid Suspension |  |  |  |  | 3 | mL | 3e-06 | m^3 |  |  |  | 0.075 | wt% |  |  |  | 70 |  | 50 | aqueous suspension | time until neutralization | 0.16794 |  | > | 5 | LR | [5 empty] | 2 | [12 empty] | /mL |  |  |  | 0 | 5
Mohan 2009 Ictivation of Bacillus atrophaeus spores with surface-active peracids and characterization of formed free radicals using electron spin resonce spectroscopy |  | Liquid Suspension |  |  |  |  | 3 | mL | 3e-06 | m^3 |  |  |  | 0.075 | wt% |  |  |  | 70 |  | 50 | aqueous suspension | time until neutralization | 0.25097 |  | > | 5 | LR | [5 empty] | 2 | [12 empty] | /mL |  |  |  | 0 | 5
Mohan 2009 Ictivation of Bacillus atrophaeus spores with surface-active peracids and characterization of formed free radicals using electron spin resonce spectroscopy |  | Liquid Suspension |  |  |  |  | 3 | mL | 3e-06 | m^3 |  |  |  | 0.075 | wt% |  |  |  | 70 |  | 50 | aqueous suspension | time until neutralization | 0.33441 |  | > | 5 | LR | [5 empty] | 2 | [12 empty] | /mL |  |  |  | 0 | 5
Kida 2009 Bactericidal and sporicidal activities of an improved iodide formulation and its derivative |  | Liquid Suspension | CFU | 1000000000 |  |  | 10 | mL | 1e-05 | m^3 | no rinsate |  |  | 10 | v% |  |  | waterbath | 37 |  | 50 | aqueous suspension | time in suspension | 0.1049 |  |  | 0.032903 | LR | [5 empty] | 3 | [12 empty] | /mL
Kida 2009 Bactericidal and sporicidal activities of an improved iodide formulation and its derivative |  | Liquid Suspension | CFU | 1000000000 |  |  | 10 | mL | 1e-05 | m^3 | no rinsate |  |  | 10 | v% |  |  | waterbath | 37 |  | 50 | aqueous suspension | time in suspension | 4.9301 |  |  | 7.2288 | LR | [5 empty] | 3 | [12 empty] | /mL
Kida 2009 Bactericidal and sporicidal activities of an improved iodide formulation and its derivative |  | Liquid Suspension | CFU | 1000000000 |  |  | 10 | mL | 1e-05 | m^3 | no rinsate |  |  | 10 | v% |  |  | waterbath | 37 |  | 50 | aqueous suspension | time in suspension | 9.6503 |  |  | 7.4247 | LR | [5 empty] | 3 | [12 empty] | /mL
Kida 2009 Bactericidal and sporicidal activities of an improved iodide formulation and its derivative |  | Liquid Suspension | CFU | 1000000000 |  |  | 10 | mL | 1e-05 | m^3 | no rinsate |  |  | 10 | v% |  |  | waterbath | 37 |  | 50 | aqueous suspension | time in suspension | 15 |  |  | 7.4227 | LR | [5 empty] | 3 | [12 empty] | /mL
Kida 2009 Bactericidal and sporicidal activities of an improved iodide formulation and its derivative |  | Liquid Suspension | CFU | 1000000000 |  |  | 10 | mL | 1e-05 | m^3 | no rinsate |  |  | 10 | v% |  |  | waterbath | 37 |  | 50 | aqueous suspension | time in suspension | 30 |  |  | 7.4008 | LR | [5 empty] | 3 | [12 empty] | /mL
Kida 2009 Bactericidal and sporicidal activities of an improved iodide formulation and its derivative |  | Liquid Suspension | CFU | 1000000000 |  |  | 10 | mL | 1e-05 | m^3 | no rinsate |  |  | 10 | v% |  |  | waterbath | 37 |  | 50 | aqueous suspension | time in suspension | 60 |  |  | 7.3898 | LR | [5 empty] | 3 | [12 empty] | /mL
Kida 2009 Bactericidal and sporicidal activities of an improved iodide formulation and its derivative |  | Liquid Suspension | CFU | 1000000000 |  |  | 10 | mL | 1e-05 | m^3 | no rinsate |  |  | 10 | v% |  |  | waterbath | 20 |  | 50 | aqueous suspension | time in suspension | 0 |  |  | 0.049412 | LR | [5 empty] | 3 | [12 empty] | /mL
Kida 2009 Bactericidal and sporicidal activities of an improved iodide formulation and its derivative |  | Liquid Suspension | CFU | 1000000000 |  |  | 10 | mL | 1e-05 | m^3 | no rinsate |  |  | 10 | v% |  |  | waterbath | 20 |  | 50 | aqueous suspension | time in suspension | 5.035 |  |  | 1.3158 | LR | [5 empty] | 3 | [12 empty] | /mL
Kida 2009 Bactericidal and sporicidal activities of an improved iodide formulation and its derivative |  | Liquid Suspension | CFU | 1000000000 |  |  | 10 | mL | 1e-05 | m^3 | no rinsate |  |  | 10 | v% |  |  | waterbath | 20 |  | 50 | aqueous suspension | time in suspension | 9.8601 |  |  | 3.7187 | LR | [5 empty] | 3 | [12 empty] | /mL
Kida 2009 Bactericidal and sporicidal activities of an improved iodide formulation and its derivative |  | Liquid Suspension | CFU | 1000000000 |  |  | 10 | mL | 1e-05 | m^3 | no rinsate |  |  | 10 | v% |  |  | waterbath | 20 |  | 50 | aqueous suspension | time in suspension | 15 |  |  | 7.1922 | LR | [5 empty] | 3 | [12 empty] | /mL
Kida 2009 Bactericidal and sporicidal activities of an improved iodide formulation and its derivative |  | Liquid Suspension | CFU | 1000000000 |  |  | 10 | mL | 1e-05 | m^3 | no rinsate |  |  | 10 | v% |  |  | waterbath | 20 |  | 50 | aqueous suspension | time in suspension | 29.8951 |  |  | 7.5326 | LR | [5 empty] | 3 | [12 empty] | /mL
Kida 2009 Bactericidal and sporicidal activities of an improved iodide formulation and its derivative |  | Liquid Suspension | CFU | 1000000000 |  |  | 10 | mL | 1e-05 | m^3 | no rinsate |  |  | 10 | v% |  |  | waterbath | 20 |  | 50 | aqueous suspension | time in suspension | 60 |  |  | 7.5051 | LR | [5 empty] | 3 | [12 empty] | /mL
Kida 2009 Bactericidal and sporicidal activities of an improved iodide formulation and its derivative |  | Liquid Suspension | CFU | 1000000000 |  |  | 10 | mL | 1e-05 | m^3 | no rinsate |  |  | 0.07 | % available iodine |  |  | waterbath | 37 |  | 50 | aqueous suspension | time in suspension | 4.8252 |  |  | -0.0017661 | LR | [5 empty] | 3 | [12 empty] | /mL
Kida 2009 Bactericidal and sporicidal activities of an improved iodide formulation and its derivative |  | Liquid Suspension | CFU | 1000000000 |  |  | 10 | mL | 1e-05 | m^3 | no rinsate |  |  | 0.07 | % available iodine |  |  | waterbath | 37 |  | 50 | aqueous suspension | time in suspension | 9.8601 |  |  | -0.0036089 | LR | [5 empty] | 3 | [12 empty] | /mL
Kida 2009 Bactericidal and sporicidal activities of an improved iodide formulation and its derivative |  | Liquid Suspension | CFU | 1000000000 |  |  | 10 | mL | 1e-05 | m^3 | no rinsate |  |  | 0.07 | % available iodine |  |  | waterbath | 37 |  | 50 | aqueous suspension | time in suspension | 15.1049 |  |  | 0.010942 | LR | [5 empty] | 3 | [12 empty] | /mL
Kida 2009 Bactericidal and sporicidal activities of an improved iodide formulation and its derivative |  | Liquid Suspension | CFU | 1000000000 |  |  | 10 | mL | 1e-05 | m^3 | no rinsate |  |  | 0.07 | % available iodine |  |  | waterbath | 37 |  | 50 | aqueous suspension | time in suspension | 30 |  |  | 2.7396 | LR | [5 empty] | 3 | [12 empty] | /mL
Kida 2009 Bactericidal and sporicidal activities of an improved iodide formulation and its derivative |  | Liquid Suspension | CFU | 1000000000 |  |  | 10 | mL | 1e-05 | m^3 | no rinsate |  |  | 0.07 | % available iodine |  |  | waterbath | 37 |  | 50 | aqueous suspension | time in suspension | 60 |  |  | 5.578 | LR | [5 empty] | 3 | [12 empty] | /mL
Kida 2009 Bactericidal and sporicidal activities of an improved iodide formulation and its derivative |  | Liquid Suspension | CFU | 1000000000 |  |  | 10 | mL | 1e-05 | m^3 | no rinsate |  |  | 0.07 | % available iodine |  |  | waterbath | 20 |  | 50 | aqueous suspension | time in suspension | 4.9301 |  |  | 0.031137 | LR | [5 empty] | 3 | [12 empty] | /mL
Kida 2009 Bactericidal and sporicidal activities of an improved iodide formulation and its derivative |  | Liquid Suspension | CFU | 1000000000 |  |  | 10 | mL | 1e-05 | m^3 | no rinsate |  |  | 0.07 | % available iodine |  |  | waterbath | 20 |  | 50 | aqueous suspension | time in suspension | 9.965 |  |  | 0.062235 | LR | [5 empty] | 3 | [12 empty] | /mL
Kida 2009 Bactericidal and sporicidal activities of an improved iodide formulation and its derivative |  | Liquid Suspension | CFU | 1000000000 |  |  | 10 | mL | 1e-05 | m^3 | no rinsate |  |  | 0.07 | % available iodine |  |  | waterbath | 20 |  | 50 | aqueous suspension | time in suspension | 15 |  |  | 0.027451 | LR | [5 empty] | 3 | [12 empty] | /mL
Kida 2009 Bactericidal and sporicidal activities of an improved iodide formulation and its derivative |  | Liquid Suspension | CFU | 1000000000 |  |  | 10 | mL | 1e-05 | m^3 | no rinsate |  |  | 0.07 | % available iodine |  |  | waterbath | 20 |  | 50 | aqueous suspension | time in suspension | 30 |  |  | -0.01098 | LR | [5 empty] | 3 | [12 empty] | /mL
Kida 2009 Bactericidal and sporicidal activities of an improved iodide formulation and its derivative |  | Liquid Suspension | CFU | 1000000000 |  |  | 10 | mL | 1e-05 | m^3 | no rinsate |  |  | 0.07 | % available iodine |  |  | waterbath | 20 |  | 50 | aqueous suspension | time in suspension | 60.1049 |  |  | -0.0055286 | LR | [5 empty] | 3 | [12 empty] | /mL
Kida 2009 Bactericidal and sporicidal activities of an improved iodide formulation and its derivative |  | Liquid Suspension | CFU | 1000000000 |  |  | 10 | mL | 1e-05 | m^3 | no rinsate |  |  | 100 | v% |  |  | waterbath | 60 |  | 50 | aqueous suspension | time in suspension | 0.21687 |  |  | 0.034401 | LR | [5 empty] | 3 | [12 empty] | /mL
Kida 2009 Bactericidal and sporicidal activities of an improved iodide formulation and its derivative |  | Liquid Suspension | CFU | 1000000000 |  |  | 10 | mL | 1e-05 | m^3 | no rinsate |  |  | 100 | v% |  |  | waterbath | 60 |  | 50 | aqueous suspension | time in suspension | 4.7711 |  |  | 7.1865 | LR | [5 empty] | 3 | [12 empty] | /mL
Kida 2009 Bactericidal and sporicidal activities of an improved iodide formulation and its derivative |  | Liquid Suspension | CFU | 1000000000 |  |  | 10 | mL | 1e-05 | m^3 | no rinsate |  |  | 100 | v% |  |  | waterbath | 60 |  | 50 | aqueous suspension | time in suspension | 10.0843 |  |  | 7.4935 | LR | [5 empty] | 3 | [12 empty] | /mL
Kida 2009 Bactericidal and sporicidal activities of an improved iodide formulation and its derivative |  | Liquid Suspension | CFU | 1000000000 |  |  | 10 | mL | 1e-05 | m^3 | no rinsate |  |  | 100 | v% |  |  | waterbath | 60 |  | 50 | aqueous suspension | time in suspension | 14.8554 |  |  | 7.5071 | LR | [5 empty] | 3 | [12 empty] | /mL
Kida 2009 Bactericidal and sporicidal activities of an improved iodide formulation and its derivative |  | Liquid Suspension | CFU | 1000000000 |  |  | 10 | mL | 1e-05 | m^3 | no rinsate |  |  | 100 | v% |  |  | waterbath | 60 |  | 50 | aqueous suspension | time in suspension | 30.0361 |  |  | 7.4954 | LR | [5 empty] | 3 | [12 empty] | /mL
Kida 2009 Bactericidal and sporicidal activities of an improved iodide formulation and its derivative |  | Liquid Suspension | CFU | 1000000000 |  |  | 10 | mL | 1e-05 | m^3 | no rinsate |  |  | 100 | v% |  |  | waterbath | 60 |  | 50 | aqueous suspension | time in suspension | 59.9639 |  |  | 7.4552 | LR | [5 empty] | 3 | [12 empty] | /mL
Kida 2009 Bactericidal and sporicidal activities of an improved iodide formulation and its derivative |  | Liquid Suspension | CFU | 1000000000 |  |  | 10 | mL | 1e-05 | m^3 | no rinsate |  |  | 50 | v% |  |  | waterbath | 60 |  | 50 | aqueous suspension | time in suspension | 5.0964 |  |  | 6.9788 | LR | [5 empty] | 3 | [12 empty] | /mL
Kida 2009 Bactericidal and sporicidal activities of an improved iodide formulation and its derivative |  | Liquid Suspension | CFU | 1000000000 |  |  | 10 | mL | 1e-05 | m^3 | no rinsate |  |  | 50 | v% |  |  | waterbath | 60 |  | 50 | aqueous suspension | time in suspension | 10.0843 |  |  | 7.4416 | LR | [5 empty] | 3 | [12 empty] | /mL
Kida 2009 Bactericidal and sporicidal activities of an improved iodide formulation and its derivative |  | Liquid Suspension | CFU | 1000000000 |  |  | 10 | mL | 1e-05 | m^3 | no rinsate |  |  | 50 | v% |  |  | waterbath | 60 |  | 50 | aqueous suspension | time in suspension | 30.0361 |  |  | 7.4609 | LR | [5 empty] | 3 | [12 empty] | /mL
Kida 2009 Bactericidal and sporicidal activities of an improved iodide formulation and its derivative |  | Liquid Suspension | CFU | 1000000000 |  |  | 10 | mL | 1e-05 | m^3 | no rinsate |  |  | 33.3 | v% |  |  | waterbath | 60 |  | 50 | aqueous suspension | time in suspension | 0.10843 |  |  | 0.034485 | LR | [5 empty] | 3 | [12 empty] | /mL
Kida 2009 Bactericidal and sporicidal activities of an improved iodide formulation and its derivative |  | Liquid Suspension | CFU | 1000000000 |  |  | 10 | mL | 1e-05 | m^3 | no rinsate |  |  | 33.3 | v% |  |  | waterbath | 60 |  | 50 | aqueous suspension | time in suspension | 5.2048 |  |  | 5.0602 | LR | [5 empty] | 3 | [12 empty] | /mL
Kida 2009 Bactericidal and sporicidal activities of an improved iodide formulation and its derivative |  | Liquid Suspension | CFU | 1000000000 |  |  | 10 | mL | 1e-05 | m^3 | no rinsate |  |  | 33.3 | v% |  |  | waterbath | 60 |  | 50 | aqueous suspension | time in suspension | 10.0843 |  |  | 7.096 | LR | [5 empty] | 3 | [12 empty] | /mL
Kida 2009 Bactericidal and sporicidal activities of an improved iodide formulation and its derivative |  | Liquid Suspension | CFU | 1000000000 |  |  | 10 | mL | 1e-05 | m^3 | no rinsate |  |  | 33.3 | v% |  |  | waterbath | 60 |  | 50 | aqueous suspension | time in suspension | 14.8554 |  |  | 7.438 | LR | [5 empty] | 3 | [12 empty] | /mL
Kida 2009 Bactericidal and sporicidal activities of an improved iodide formulation and its derivative |  | Liquid Suspension | CFU | 1000000000 |  |  | 10 | mL | 1e-05 | m^3 | no rinsate |  |  | 33.3 | v% |  |  | waterbath | 60 |  | 50 | aqueous suspension | time in suspension | 30.1446 |  |  | 7.3052 | LR | [5 empty] | 3 | [12 empty] | /mL
Kida 2009 Bactericidal and sporicidal activities of an improved iodide formulation and its derivative |  | Liquid Suspension | CFU | 1000000000 |  |  | 10 | mL | 1e-05 | m^3 | no rinsate |  |  | 33.3 | v% |  |  | waterbath | 60 |  | 50 | aqueous suspension | time in suspension | 60.0723 |  |  | 7.4032 | LR | [5 empty] | 3 | [12 empty] | /mL
Kida 2009 Bactericidal and sporicidal activities of an improved iodide formulation and its derivative |  | Liquid Suspension | CFU | 1000000000 |  |  | 10 | mL | 1e-05 | m^3 | no rinsate |  |  | 20 | v% |  |  | waterbath | 60 |  | 50 | aqueous suspension | time in suspension | 5.0964 |  |  | 2.6232 | LR | [5 empty] | 3 | [12 empty] | /mL
Kida 2009 Bactericidal and sporicidal activities of an improved iodide formulation and its derivative |  | Liquid Suspension | CFU | 1000000000 |  |  | 10 | mL | 1e-05 | m^3 | no rinsate |  |  | 20 | v% |  |  | waterbath | 60 |  | 50 | aqueous suspension | time in suspension | 10.3012 |  |  | 4.2785 | LR | [5 empty] | 3 | [12 empty] | /mL
Kida 2009 Bactericidal and sporicidal activities of an improved iodide formulation and its derivative |  | Liquid Suspension | CFU | 1000000000 |  |  | 10 | mL | 1e-05 | m^3 | no rinsate |  |  | 20 | v% |  |  | waterbath | 60 |  | 50 | aqueous suspension | time in suspension | 14.9639 |  |  | 5.6058 | LR | [5 empty] | 3 | [12 empty] | /mL
Kida 2009 Bactericidal and sporicidal activities of an improved iodide formulation and its derivative |  | Liquid Suspension | CFU | 1000000000 |  |  | 10 | mL | 1e-05 | m^3 | no rinsate |  |  | 20 | v% |  |  | waterbath | 60 |  | 50 | aqueous suspension | time in suspension | 30.0361 |  |  | 7.3572 | LR | [5 empty] | 3 | [12 empty] | /mL
Kida 2009 Bactericidal and sporicidal activities of an improved iodide formulation and its derivative |  | Liquid Suspension | CFU | 1000000000 |  |  | 10 | mL | 1e-05 | m^3 | no rinsate |  |  | 50 | v% |  |  | waterbath | 37 |  | 50 | aqueous suspension | time in suspension | 60 |  |  | 0 | LR | [5 empty] | 3 | [12 empty] | /mL
Kida 2009 Bactericidal and sporicidal activities of an improved iodide formulation and its derivative |  | Liquid Suspension | CFU | 1000000000 |  |  | 10 | mL | 1e-05 | m^3 | no rinsate |  |  | 50 | v% |  |  | waterbath | 50 |  | 50 | aqueous suspension | time in suspension | 60 |  |  | 0 | LR | [5 empty] | 3 | [12 empty] | /mL
Kida 2009 Bactericidal and sporicidal activities of an improved iodide formulation and its derivative |  | Liquid Suspension | CFU | 1000000000 |  |  | 10 | mL | 1e-05 | m^3 | no rinsate |  |  | 79.15 | v% |  |  | waterbath | 60 |  | 50 | aqueous suspension | time in suspension | 5.0964 |  |  | 0.030653 | LR | [5 empty] | 3 | [12 empty] | /mL
Kida 2009 Bactericidal and sporicidal activities of an improved iodide formulation and its derivative |  | Liquid Suspension | CFU | 1000000000 |  |  | 10 | mL | 1e-05 | m^3 | no rinsate |  |  | 79.15 | v% |  |  | waterbath | 60 |  | 50 | aqueous suspension | time in suspension | 10.0843 |  |  | 0.026821 | LR | [5 empty] | 3 | [12 empty] | /mL
Kida 2009 Bactericidal and sporicidal activities of an improved iodide formulation and its derivative |  | Liquid Suspension | CFU | 1000000000 |  |  | 10 | mL | 1e-05 | m^3 | no rinsate |  |  | 79.15 | v% |  |  | waterbath | 60 |  | 50 | aqueous suspension | time in suspension | 14.8554 |  |  | 0.023156 | LR | [5 empty] | 3 | [12 empty] | /mL
Kida 2009 Bactericidal and sporicidal activities of an improved iodide formulation and its derivative |  | Liquid Suspension | CFU | 1000000000 |  |  | 10 | mL | 1e-05 | m^3 | no rinsate |  |  | 79.15 | v% |  |  | waterbath | 60 |  | 50 | aqueous suspension | time in suspension | 30.1446 |  |  | 0.011412 | LR | [5 empty] | 3 | [12 empty] | /mL
Kida 2009 Bactericidal and sporicidal activities of an improved iodide formulation and its derivative |  | Liquid Suspension | CFU | 1000000000 |  |  | 10 | mL | 1e-05 | m^3 | no rinsate |  |  | 79.15 | v% |  |  | waterbath | 60 |  | 50 | aqueous suspension | time in suspension | 59.6386 |  |  | -0.011245 | LR | [5 empty] | 3 | [12 empty] | /mL
Kida 2009 Bactericidal and sporicidal activities of an improved iodide formulation and its derivative | newborn calf serum | Liquid Suspension | CFU | 1000000000 |  |  | 10 | mL | 1e-05 | m^3 | no rinsate | [6 empty] | waterbath | 60 |  | 50 | aqueous suspension with 10% serum | time in suspension | 4.9138 |  |  | 2.4119 | LR | [5 empty] | 3 | [12 empty] | /mL
Kida 2009 Bactericidal and sporicidal activities of an improved iodide formulation and its derivative | newborn calf serum | Liquid Suspension | CFU | 1000000000 |  |  | 10 | mL | 1e-05 | m^3 | no rinsate | [6 empty] | waterbath | 60 |  | 50 | aqueous suspension with 10% serum | time in suspension | 9.9596 |  |  | 3.0064 | LR | [5 empty] | 3 | [12 empty] | /mL
Kida 2009 Bactericidal and sporicidal activities of an improved iodide formulation and its derivative | newborn calf serum | Liquid Suspension | CFU | 1000000000 |  |  | 10 | mL | 1e-05 | m^3 | no rinsate | [6 empty] | waterbath | 60 |  | 50 | aqueous suspension with 10% serum | time in suspension |  |  |  | 0.03397 | LR | [5 empty] | 3 | [12 empty] | /mL
Kida 2009 Bactericidal and sporicidal activities of an improved iodide formulation and its derivative | newborn calf serum | Liquid Suspension | CFU | 1000000000 |  |  | 10 | mL | 1e-05 | m^3 | no rinsate | [6 empty] | waterbath | 60 |  | 50 | aqueous suspension with 10% serum | time in suspension | 14.7972 |  |  | 3.0913 | LR | [5 empty] | 3 | [12 empty] | /mL
Kida 2009 Bactericidal and sporicidal activities of an improved iodide formulation and its derivative | newborn calf serum | Liquid Suspension | CFU | 1000000000 |  |  | 10 | mL | 1e-05 | m^3 | no rinsate | [6 empty] | waterbath | 60 |  | 50 | aqueous suspension with 10% serum | time in suspension | 29.9559 |  |  | 3.2781 | LR | [5 empty] | 3 | [12 empty] | /mL
Kida 2009 Bactericidal and sporicidal activities of an improved iodide formulation and its derivative | newborn calf serum | Liquid Suspension | CFU | 1000000000 |  |  | 10 | mL | 1e-05 | m^3 | no rinsate | [6 empty] | waterbath | 60 |  | 50 | aqueous suspension with 10% serum | time in suspension | 59.7379 |  |  | 3.4989 | LR | [5 empty] | 3 | [12 empty] | /mL
Kida 2009 Bactericidal and sporicidal activities of an improved iodide formulation and its derivative | newborn calf serum | Liquid Suspension | CFU | 1000000000 |  |  | 10 | mL | 1e-05 | m^3 | no rinsate | [6 empty] | waterbath | 60 |  | 50 | aqueous suspension with 10% serum | time in suspension | 0 |  |  | 0 | LR | [5 empty] | 3 | [12 empty] | /mL
Kida 2009 Bactericidal and sporicidal activities of an improved iodide formulation and its derivative | newborn calf serum | Liquid Suspension | CFU | 1000000000 |  |  | 10 | mL | 1e-05 | m^3 | no rinsate | [6 empty] | waterbath | 60 |  | 50 | aqueous suspension with 10% serum | time in suspension | 4.9029 |  |  | 3.2272 | LR | [5 empty] | 3 | [12 empty] | /mL
Kida 2009 Bactericidal and sporicidal activities of an improved iodide formulation and its derivative | newborn calf serum | Liquid Suspension | CFU | 1000000000 |  |  | 10 | mL | 1e-05 | m^3 | no rinsate | [6 empty] | waterbath | 60 |  | 50 | aqueous suspension with 10% serum | time in suspension | 9.7244 |  |  | 4.5011 | LR | [5 empty] | 3 | [12 empty] | /mL
Kida 2009 Bactericidal and sporicidal activities of an improved iodide formulation and its derivative | newborn calf serum | Liquid Suspension | CFU | 1000000000 |  |  | 10 | mL | 1e-05 | m^3 | no rinsate | [6 empty] | waterbath | 60 |  | 50 | aqueous suspension with 10% serum | time in suspension | 15.1926 |  |  | 5.673 | LR | [5 empty] | 3 | [12 empty] | /mL
Kida 2009 Bactericidal and sporicidal activities of an improved iodide formulation and its derivative | newborn calf serum | Liquid Suspension | CFU | 1000000000 |  |  | 10 | mL | 1e-05 | m^3 | no rinsate | [6 empty] | waterbath | 60 |  | 50 | aqueous suspension with 10% serum | time in suspension | 29.7918 |  |  | 7.4904 | LR | [5 empty] | 3 | [12 empty] | /mL
Kida 2009 Bactericidal and sporicidal activities of an improved iodide formulation and its derivative | newborn calf serum | Liquid Suspension | CFU | 1000000000 |  |  | 10 | mL | 1e-05 | m^3 | no rinsate | [6 empty] | waterbath | 60 |  | 50 | aqueous suspension with 10% serum | time in suspension | 59.682 |  |  | 7.6603 | LR | [5 empty] | 3 | [12 empty] | /mL
Heninger 2009 Decontamition of Bacillus anthracis Spores: Evaluation of Various Disinfectants |  | Liquid Suspension | [11 empty] | 1 | wt% |  |  |  | 25 |  | 50 | aqueous suspension | time before dilution | 10 |  |  | 1 | QualPos | [5 empty] | 1 | [16 empty] | 1
Heninger 2009 Decontamition of Bacillus anthracis Spores: Evaluation of Various Disinfectants |  | Liquid Suspension | [11 empty] | 0 |  |  |  |  | 25 |  | 50 | aqueous suspension | time before dilution | 10 |  |  | 1 | QualPos | [5 empty] | 1 | [16 empty] | 1
Heninger 2009 Decontamition of Bacillus anthracis Spores: Evaluation of Various Disinfectants |  | Liquid Suspension | [11 empty] | 0 |  |  |  |  | 25 |  | 50 | aqueous suspension | time before dilution | 10 |  |  | 0 | QualPos | [5 empty] | 1 | [16 empty] | 0
Heninger 2009 Decontamition of Bacillus anthracis Spores: Evaluation of Various Disinfectants |  | Liquid Suspension | [11 empty] | 0 |  |  |  |  | 25 |  | 50 | aqueous suspension | time before dilution | 10 |  |  | 1 | QualPos | [5 empty] | 1 | [16 empty] | 1
Heninger 2009 Decontamition of Bacillus anthracis Spores: Evaluation of Various Disinfectants |  | Liquid Suspension | [11 empty] | 0 |  |  |  |  | 25 |  | 50 | aqueous suspension | time before dilution | 10 |  |  | 1 | QualPos | [5 empty] | 1 | [16 empty] | 1
Heninger 2009 Decontamition of Bacillus anthracis Spores: Evaluation of Various Disinfectants |  | Liquid Suspension | [11 empty] | 1 | wt% |  |  |  | 25 |  | 50 | aqueous suspension | time before dilution | 20 |  |  | 1 | QualPos | [5 empty] | 1 | [16 empty] | 1
Heninger 2009 Decontamition of Bacillus anthracis Spores: Evaluation of Various Disinfectants |  | Liquid Suspension | [11 empty] | 0 |  |  |  |  | 25 |  | 50 | aqueous suspension | time before dilution | 20 |  |  | 1 | QualPos | [5 empty] | 1 | [16 empty] | 1
Heninger 2009 Decontamition of Bacillus anthracis Spores: Evaluation of Various Disinfectants |  | Liquid Suspension | [11 empty] | 0 |  |  |  |  | 25 |  | 50 | aqueous suspension | time before dilution | 20 |  |  | 0 | QualPos | [5 empty] | 1 | [16 empty] | 0
Heninger 2009 Decontamition of Bacillus anthracis Spores: Evaluation of Various Disinfectants |  | Liquid Suspension | [11 empty] | 0 |  |  |  |  | 25 |  | 50 | aqueous suspension | time before dilution | 20 |  |  | 0 | QualPos | [5 empty] | 1 | [16 empty] | 0
Heninger 2009 Decontamition of Bacillus anthracis Spores: Evaluation of Various Disinfectants |  | Liquid Suspension | [11 empty] | 0 |  |  |  |  | 25 |  | 50 | aqueous suspension | time before dilution | 20 |  |  | 0 | QualPos | [5 empty] | 1 | [16 empty] | 0
Heninger 2009 Decontamition of Bacillus anthracis Spores: Evaluation of Various Disinfectants |  | Liquid Suspension | [11 empty] | 1 | wt% |  |  |  | 25 |  | 50 | aqueous suspension | time before dilution | 30 |  |  | 1 | QualPos | [5 empty] | 1 | [16 empty] | 1
Heninger 2009 Decontamition of Bacillus anthracis Spores: Evaluation of Various Disinfectants |  | Liquid Suspension | [11 empty] | 0 |  |  |  |  | 25 |  | 50 | aqueous suspension | time before dilution | 30 |  |  | 1 | QualPos | [5 empty] | 1 | [16 empty] | 1
Heninger 2009 Decontamition of Bacillus anthracis Spores: Evaluation of Various Disinfectants |  | Liquid Suspension | [11 empty] | 0 |  |  |  |  | 25 |  | 50 | aqueous suspension | time before dilution | 30 |  |  | 0 | QualPos | [5 empty] | 1 | [16 empty] | 0
Heninger 2009 Decontamition of Bacillus anthracis Spores: Evaluation of Various Disinfectants |  | Liquid Suspension | [11 empty] | 0 |  |  |  |  | 25 |  | 50 | aqueous suspension | time before dilution | 30 |  |  | 0 | QualPos | [5 empty] | 1 | [16 empty] | 0
Heninger 2009 Decontamition of Bacillus anthracis Spores: Evaluation of Various Disinfectants |  | Liquid Suspension | [11 empty] | 0 |  |  |  |  | 25 |  | 50 | aqueous suspension | time before dilution | 30 |  |  | 0 | QualPos | [5 empty] | 1 | [16 empty] | 0
Heninger 2009 Decontamition of Bacillus anthracis Spores: Evaluation of Various Disinfectants |  | Liquid Suspension | [11 empty] | 1 | wt% |  |  |  | 25 |  | 50 | aqueous suspension | time before dilution | 60 |  |  | 1 | QualPos | [5 empty] | 1 | [16 empty] | 1
Heninger 2009 Decontamition of Bacillus anthracis Spores: Evaluation of Various Disinfectants |  | Liquid Suspension | [11 empty] | 0 |  |  |  |  | 25 |  | 50 | aqueous suspension | time before dilution | 60 |  |  | 1 | QualPos | [5 empty] | 1 | [16 empty] | 1
Heninger 2009 Decontamition of Bacillus anthracis Spores: Evaluation of Various Disinfectants |  | Liquid Suspension | [11 empty] | 0 |  |  |  |  | 25 |  | 50 | aqueous suspension | time before dilution | 60 |  |  | 0 | QualPos | [5 empty] | 1 | [16 empty] | 0
Heninger 2009 Decontamition of Bacillus anthracis Spores: Evaluation of Various Disinfectants |  | Liquid Suspension | [11 empty] | 0 |  |  |  |  | 25 |  | 50 | aqueous suspension | time before dilution | 60 |  |  | 0 | QualPos | [5 empty] | 1 | [16 empty] | 0
Heninger 2009 Decontamition of Bacillus anthracis Spores: Evaluation of Various Disinfectants |  | Liquid Suspension | [11 empty] | 0 |  |  |  |  | 25 |  | 50 | aqueous suspension | time before dilution | 60 |  |  | 0 | QualPos | [5 empty] | 1 | [16 empty] | 0
Heninger 2009 Decontamition of Bacillus anthracis Spores: Evaluation of Various Disinfectants |  | Liquid Suspension | [11 empty] | 1 | wt% |  |  |  | 25 |  | 50 | aqueous suspension | time before dilution | 10 |  |  | 1 | QualPos | [5 empty] | 1 | [16 empty] | 1
Heninger 2009 Decontamition of Bacillus anthracis Spores: Evaluation of Various Disinfectants |  | Liquid Suspension | [11 empty] | 0 |  |  |  |  | 25 |  | 50 | aqueous suspension | time before dilution | 10 |  |  | 1 | QualPos | [5 empty] | 1 | [16 empty] | 1
Heninger 2009 Decontamition of Bacillus anthracis Spores: Evaluation of Various Disinfectants |  | Liquid Suspension | [11 empty] | 0 |  |  |  |  | 25 |  | 50 | aqueous suspension | time before dilution | 10 |  |  | 1 | QualPos | [5 empty] | 1 | [16 empty] | 1
Heninger 2009 Decontamition of Bacillus anthracis Spores: Evaluation of Various Disinfectants |  | Liquid Suspension | [11 empty] | 0 |  |  |  |  | 25 |  | 50 | aqueous suspension | time before dilution | 10 |  |  | 0 | QualPos | [5 empty] | 1 | [16 empty] | 0
Heninger 2009 Decontamition of Bacillus anthracis Spores: Evaluation of Various Disinfectants |  | Liquid Suspension | [11 empty] | 1 | wt% |  |  |  | 25 |  | 50 | aqueous suspension | time before dilution | 20 |  |  | 1 | QualPos | [5 empty] | 1 | [16 empty] | 1
Heninger 2009 Decontamition of Bacillus anthracis Spores: Evaluation of Various Disinfectants |  | Liquid Suspension | [11 empty] | 0 |  |  |  |  | 25 |  | 50 | aqueous suspension | time before dilution | 20 |  |  | 1 | QualPos | [5 empty] | 1 | [16 empty] | 1
Heninger 2009 Decontamition of Bacillus anthracis Spores: Evaluation of Various Disinfectants |  | Liquid Suspension | [11 empty] | 0 |  |  |  |  | 25 |  | 50 | aqueous suspension | time before dilution | 20 |  |  | 1 | QualPos | [5 empty] | 1 | [16 empty] | 1
Heninger 2009 Decontamition of Bacillus anthracis Spores: Evaluation of Various Disinfectants |  | Liquid Suspension | [11 empty] | 0 |  |  |  |  | 25 |  | 50 | aqueous suspension | time before dilution | 20 |  |  | 0 | QualPos | [5 empty] | 1 | [16 empty] | 0
Heninger 2009 Decontamition of Bacillus anthracis Spores: Evaluation of Various Disinfectants |  | Liquid Suspension | [11 empty] | 1 | wt% |  |  |  | 25 |  | 50 | aqueous suspension | time before dilution | 30 |  |  | 1 | QualPos | [5 empty] | 1 | [16 empty] | 1
Heninger 2009 Decontamition of Bacillus anthracis Spores: Evaluation of Various Disinfectants |  | Liquid Suspension | [11 empty] | 0 |  |  |  |  | 25 |  | 50 | aqueous suspension | time before dilution | 30 |  |  | 1 | QualPos | [5 empty] | 1 | [16 empty] | 1
Heninger 2009 Decontamition of Bacillus anthracis Spores: Evaluation of Various Disinfectants |  | Liquid Suspension | [11 empty] | 0 |  |  |  |  | 25 |  | 50 | aqueous suspension | time before dilution | 30 |  |  | 1 | QualPos | [5 empty] | 1 | [16 empty] | 1
Heninger 2009 Decontamition of Bacillus anthracis Spores: Evaluation of Various Disinfectants |  | Liquid Suspension | [11 empty] | 0 |  |  |  |  | 25 |  | 50 | aqueous suspension | time before dilution | 30 |  |  | 0 | QualPos | [5 empty] | 1 | [16 empty] | 0
Heninger 2009 Decontamition of Bacillus anthracis Spores: Evaluation of Various Disinfectants |  | Liquid Suspension | [11 empty] | 1 | wt% |  |  |  | 25 |  | 50 | aqueous suspension | time before dilution | 60 |  |  | 1 | QualPos | [5 empty] | 1 | [16 empty] | 1
Heninger 2009 Decontamition of Bacillus anthracis Spores: Evaluation of Various Disinfectants |  | Liquid Suspension | [11 empty] | 0 |  |  |  |  | 25 |  | 50 | aqueous suspension | time before dilution | 60 |  |  | 0 | QualPos | [5 empty] | 1 | [16 empty] | 0
Heninger 2009 Decontamition of Bacillus anthracis Spores: Evaluation of Various Disinfectants |  | Liquid Suspension | [11 empty] | 0 |  |  |  |  | 25 |  | 50 | aqueous suspension | time before dilution | 60 |  |  | 0 | QualPos | [5 empty] | 1 | [16 empty] | 0
Heninger 2009 Decontamition of Bacillus anthracis Spores: Evaluation of Various Disinfectants |  | Liquid Suspension | [11 empty] | 0 |  |  |  |  | 25 |  | 50 | aqueous suspension | time before dilution | 60 |  |  | 0 | QualPos | [5 empty] | 1 | [16 empty] | 0
Xu 2008 Ictivation of Bacillus anthracis spores by a combition of biocides and heating under high temperature short-time pasteurization conditions |  | Liquid Suspension | CFU/mL | 1000000000 | [6 empty] | no rinsate |  |  | 0 | ppm |  |  |  | 72 |  | 50 | liquid | steady-state conditions | 6012 |  |  | 6 | LR | [5 empty] | 6
Xu 2008 Ictivation of Bacillus anthracis spores by a combition of biocides and heating under high temperature short-time pasteurization conditions |  | Liquid Suspension | CFU/mL | 1000000000 | [6 empty] | no rinsate |  |  | 1050 | ppm |  |  |  | 72 |  | 50 | liquid | steady-state conditions | 14 |  |  | 6 | LR | [5 empty] | 6
Xu 2008 Ictivation of Bacillus anthracis spores by a combition of biocides and heating under high temperature short-time pasteurization conditions |  | Liquid Suspension | CFU/mL | 1000000000 | [6 empty] | no rinsate |  |  | 1750 | ppm |  |  |  | 72 |  | 50 | liquid | steady-state conditions | 3.4 |  |  | 6 | LR | [5 empty] | 6
Xu 2008 Ictivation of Bacillus anthracis spores by a combition of biocides and heating under high temperature short-time pasteurization conditions |  | Liquid Suspension | CFU/mL | 1000000000 | [6 empty] | no rinsate |  |  | 0 | ppm |  |  |  | 80 |  | 50 | liquid | steady-state conditions | 756 |  |  | 6 | LR | [5 empty] | 6
Xu 2008 Ictivation of Bacillus anthracis spores by a combition of biocides and heating under high temperature short-time pasteurization conditions |  | Liquid Suspension | CFU/mL | 1000000000 | [6 empty] | no rinsate |  |  | 1050 | ppm |  |  |  | 80 |  | 50 | liquid | steady-state conditions | 2 |  |  | 6 | LR | [5 empty] | 6
Xu 2008 Ictivation of Bacillus anthracis spores by a combition of biocides and heating under high temperature short-time pasteurization conditions |  | Liquid Suspension | CFU/mL | 1000000000 | [6 empty] | no rinsate |  |  | 1750 | ppm |  |  |  | 80 |  | 50 | liquid | steady-state conditions | 0.6 |  |  | 6 | LR | [5 empty] | 6
Xu 2008 Ictivation of Bacillus anthracis spores by a combition of biocides and heating under high temperature short-time pasteurization conditions |  | Liquid Suspension | CFU/mL | 1000000000 | [6 empty] | no rinsate |  |  | 0 | ppm |  |  |  | 85 |  | 50 | liquid | steady-state conditions | 288 |  |  | 6 | LR | [5 empty] | 6
Xu 2008 Ictivation of Bacillus anthracis spores by a combition of biocides and heating under high temperature short-time pasteurization conditions |  | Liquid Suspension | CFU/mL | 1000000000 | [6 empty] | no rinsate |  |  | 1050 | ppm |  |  |  | 85 |  | 50 | liquid | steady-state conditions | 1.3 |  |  | 6 | LR | [5 empty] | 6
Xu 2008 Ictivation of Bacillus anthracis spores by a combition of biocides and heating under high temperature short-time pasteurization conditions |  | Liquid Suspension | CFU/mL | 1000000000 | [6 empty] | no rinsate |  |  | 1750 | ppm |  |  |  | 85 |  | 50 | liquid | steady-state conditions | 0.4 |  |  | 6 | LR | [5 empty] | 6
Xu 2008 Ictivation of Bacillus anthracis spores by a combition of biocides and heating under high temperature short-time pasteurization conditions |  | Liquid Suspension | CFU/mL | 1000000000 | [6 empty] | no rinsate |  |  | 0 | ppm |  |  |  | 72 |  | 50 | liquid | steady-state conditions | 5112 |  |  | 6 | LR | [5 empty] | 6
Xu 2008 Ictivation of Bacillus anthracis spores by a combition of biocides and heating under high temperature short-time pasteurization conditions |  | Liquid Suspension | CFU/mL | 1000000000 | [6 empty] | no rinsate |  |  | 1050 | ppm |  |  |  | 72 |  | 50 | liquid | steady-state conditions | 82 |  |  | 6 | LR | [5 empty] | 6
Xu 2008 Ictivation of Bacillus anthracis spores by a combition of biocides and heating under high temperature short-time pasteurization conditions |  | Liquid Suspension | CFU/mL | 1000000000 | [6 empty] | no rinsate |  |  | 1750 | ppm |  |  |  | 72 |  | 50 | liquid | steady-state conditions | 40 |  |  | 6 | LR | [5 empty] | 6
Xu 2008 Ictivation of Bacillus anthracis spores by a combition of biocides and heating under high temperature short-time pasteurization conditions |  | Liquid Suspension | CFU/mL | 1000000000 | [6 empty] | no rinsate |  |  | 2100 | ppm |  |  |  | 72 |  | 50 | liquid | steady-state conditions | 14 |  |  | 6 | LR | [5 empty] | 6
Xu 2008 Ictivation of Bacillus anthracis spores by a combition of biocides and heating under high temperature short-time pasteurization conditions |  | Liquid Suspension | CFU/mL | 1000000000 | [6 empty] | no rinsate |  |  | 2800 | ppm |  |  |  | 72 |  | 50 | liquid | steady-state conditions | 2 |  |  | 6 | LR | [5 empty] | 6
Xu 2008 Ictivation of Bacillus anthracis spores by a combition of biocides and heating under high temperature short-time pasteurization conditions |  | Liquid Suspension | CFU/mL | 1000000000 | [6 empty] | no rinsate |  |  | 4200 | ppm |  |  |  | 72 |  | 50 | liquid | steady-state conditions | 2 |  |  | 6 | LR | [5 empty] | 6
Xu 2008 Ictivation of Bacillus anthracis spores by a combition of biocides and heating under high temperature short-time pasteurization conditions |  | Liquid Suspension | CFU/mL | 1000000000 | [6 empty] | no rinsate |  |  | 5300 | ppm |  |  |  | 72 |  | 50 | liquid | steady-state conditions | 1.8 |  |  | 6 | LR | [5 empty] | 6
Xu 2008 Ictivation of Bacillus anthracis spores by a combition of biocides and heating under high temperature short-time pasteurization conditions |  | Liquid Suspension | CFU/mL | 1000000000 | [6 empty] | no rinsate |  |  | 7000 | ppm |  |  |  | 72 |  | 50 | liquid | steady-state conditions | 1 |  |  | 6 | LR | [5 empty] | 6
Xu 2008 Ictivation of Bacillus anthracis spores by a combition of biocides and heating under high temperature short-time pasteurization conditions |  | Liquid Suspension | CFU/mL | 1000000000 | [6 empty] | no rinsate |  |  | 0 | ppm |  |  |  | 80 |  | 50 | liquid | steady-state conditions | 432 |  |  | 6 | LR | [5 empty] | 6
Xu 2008 Ictivation of Bacillus anthracis spores by a combition of biocides and heating under high temperature short-time pasteurization conditions |  | Liquid Suspension | CFU/mL | 1000000000 | [6 empty] | no rinsate |  |  | 1050 | ppm |  |  |  | 80 |  | 50 | liquid | steady-state conditions | 16 |  |  | 6 | LR | [5 empty] | 6
Xu 2008 Ictivation of Bacillus anthracis spores by a combition of biocides and heating under high temperature short-time pasteurization conditions |  | Liquid Suspension | CFU/mL | 1000000000 | [6 empty] | no rinsate |  |  | 1750 | ppm |  |  |  | 80 |  | 50 | liquid | steady-state conditions | 6 |  |  | 6 | LR | [5 empty] | 6
Xu 2008 Ictivation of Bacillus anthracis spores by a combition of biocides and heating under high temperature short-time pasteurization conditions |  | Liquid Suspension | CFU/mL | 1000000000 | [6 empty] | no rinsate |  |  | 2100 | ppm |  |  |  | 80 |  | 50 | liquid | steady-state conditions | 5 |  |  | 6 | LR | [5 empty] | 6
Xu 2008 Ictivation of Bacillus anthracis spores by a combition of biocides and heating under high temperature short-time pasteurization conditions |  | Liquid Suspension | CFU/mL | 1000000000 | [6 empty] | no rinsate |  |  | 2800 | ppm |  |  |  | 80 |  | 50 | liquid | steady-state conditions | 2 |  |  | 6 | LR | [5 empty] | 6
Xu 2008 Ictivation of Bacillus anthracis spores by a combition of biocides and heating under high temperature short-time pasteurization conditions |  | Liquid Suspension | CFU/mL | 1000000000 | [6 empty] | no rinsate |  |  | 0 | ppm |  |  |  | 85 |  | 50 | liquid | steady-state conditions | 180 |  |  | 6 | LR | [5 empty] | 6
Xu 2008 Ictivation of Bacillus anthracis spores by a combition of biocides and heating under high temperature short-time pasteurization conditions |  | Liquid Suspension | CFU/mL | 1000000000 | [6 empty] | no rinsate |  |  | 1050 | ppm |  |  |  | 85 |  | 50 | liquid | steady-state conditions | 11 |  |  | 6 | LR | [5 empty] | 6
Xu 2008 Ictivation of Bacillus anthracis spores by a combition of biocides and heating under high temperature short-time pasteurization conditions |  | Liquid Suspension | CFU/mL | 1000000000 | [6 empty] | no rinsate |  |  | 1750 | ppm |  |  |  | 85 |  | 50 | liquid | steady-state conditions | 3.6 |  |  | 6 | LR | [5 empty] | 6
Xu 2008 Ictivation of Bacillus anthracis spores by a combition of biocides and heating under high temperature short-time pasteurization conditions |  | Liquid Suspension | CFU/mL | 1000000000 | [6 empty] | no rinsate |  |  | 2100 | ppm |  |  |  | 85 |  | 50 | liquid | steady-state conditions | 2.9 |  |  | 6 | LR | [5 empty] | 6
Xu 2008 Ictivation of Bacillus anthracis spores by a combition of biocides and heating under high temperature short-time pasteurization conditions |  | Liquid Suspension | CFU/mL | 1000000000 | [6 empty] | no rinsate |  |  | 2800 | ppm |  |  |  | 85 |  | 50 | liquid | steady-state conditions | 1.1 |  |  | 6 | LR | [5 empty] | 6
Xu 2008 Ictivation of Bacillus anthracis spores by a combition of biocides and heating under high temperature short-time pasteurization conditions |  | Liquid Suspension | CFU/mL | 1000000000 | [6 empty] | no rinsate |  |  | 0 | ppm |  |  |  | 72 |  | 50 | liquid | steady-state conditions | 1224 |  |  | 6 | LR | [5 empty] | 6
Xu 2008 Ictivation of Bacillus anthracis spores by a combition of biocides and heating under high temperature short-time pasteurization conditions |  | Liquid Suspension | CFU/mL | 1000000000 | [6 empty] | no rinsate |  |  | 1050 | ppm |  |  |  | 72 |  | 50 | liquid | steady-state conditions | 253 |  |  | 6 | LR | [5 empty] | 6
Xu 2008 Ictivation of Bacillus anthracis spores by a combition of biocides and heating under high temperature short-time pasteurization conditions |  | Liquid Suspension | CFU/mL | 1000000000 | [6 empty] | no rinsate |  |  | 1750 | ppm |  |  |  | 72 |  | 50 | liquid | steady-state conditions | 78 |  |  | 6 | LR | [5 empty] | 6
Xu 2008 Ictivation of Bacillus anthracis spores by a combition of biocides and heating under high temperature short-time pasteurization conditions |  | Liquid Suspension | CFU/mL | 1000000000 | [6 empty] | no rinsate |  |  | 2100 | ppm |  |  |  | 72 |  | 50 | liquid | steady-state conditions | 11 |  |  | 6 | LR | [5 empty] | 6
Xu 2008 Ictivation of Bacillus anthracis spores by a combition of biocides and heating under high temperature short-time pasteurization conditions |  | Liquid Suspension | CFU/mL | 1000000000 | [6 empty] | no rinsate |  |  | 2800 | ppm |  |  |  | 72 |  | 50 | liquid | steady-state conditions | 6 |  |  | 6 | LR | [5 empty] | 6
Xu 2008 Ictivation of Bacillus anthracis spores by a combition of biocides and heating under high temperature short-time pasteurization conditions |  | Liquid Suspension | CFU/mL | 1000000000 | [6 empty] | no rinsate |  |  | 4200 | ppm |  |  |  | 72 |  | 50 | liquid | steady-state conditions | 5 |  |  | 6 | LR | [5 empty] | 6
Xu 2008 Ictivation of Bacillus anthracis spores by a combition of biocides and heating under high temperature short-time pasteurization conditions |  | Liquid Suspension | CFU/mL | 1000000000 | [6 empty] | no rinsate |  |  | 5300 | ppm |  |  |  | 72 |  | 50 | liquid | steady-state conditions | 3 |  |  | 6 | LR | [5 empty] | 6
Xu 2008 Ictivation of Bacillus anthracis spores by a combition of biocides and heating under high temperature short-time pasteurization conditions |  | Liquid Suspension | CFU/mL | 1000000000 | [6 empty] | no rinsate |  |  | 7000 | ppm |  |  |  | 72 |  | 50 | liquid | steady-state conditions | 1 |  |  | 6 | LR | [5 empty] | 6
Xu 2008 Ictivation of Bacillus anthracis spores by a combition of biocides and heating under high temperature short-time pasteurization conditions |  | Liquid Suspension | CFU/mL | 1000000000 | [6 empty] | no rinsate |  |  | 0 | ppm |  |  |  | 80 |  | 50 | liquid | steady-state conditions | 324 |  |  | 6 | LR | [5 empty] | 6
Xu 2008 Ictivation of Bacillus anthracis spores by a combition of biocides and heating under high temperature short-time pasteurization conditions |  | Liquid Suspension | CFU/mL | 1000000000 | [6 empty] | no rinsate |  |  | 1050 | ppm |  |  |  | 80 |  | 50 | liquid | steady-state conditions | 89 |  |  | 6 | LR | [5 empty] | 6
Xu 2008 Ictivation of Bacillus anthracis spores by a combition of biocides and heating under high temperature short-time pasteurization conditions |  | Liquid Suspension | CFU/mL | 1000000000 | [6 empty] | no rinsate |  |  | 1750 | ppm |  |  |  | 80 |  | 50 | liquid | steady-state conditions | 29 |  |  | 6 | LR | [5 empty] | 6
Xu 2008 Ictivation of Bacillus anthracis spores by a combition of biocides and heating under high temperature short-time pasteurization conditions |  | Liquid Suspension | CFU/mL | 1000000000 | [6 empty] | no rinsate |  |  | 2100 | ppm |  |  |  | 80 |  | 50 | liquid | steady-state conditions | 5 |  |  | 6 | LR | [5 empty] | 6
Xu 2008 Ictivation of Bacillus anthracis spores by a combition of biocides and heating under high temperature short-time pasteurization conditions |  | Liquid Suspension | CFU/mL | 1000000000 | [6 empty] | no rinsate |  |  | 2800 | ppm |  |  |  | 80 |  | 50 | liquid | steady-state conditions | 2 |  |  | 6 | LR | [5 empty] | 6
Xu 2008 Ictivation of Bacillus anthracis spores by a combition of biocides and heating under high temperature short-time pasteurization conditions |  | Liquid Suspension | CFU/mL | 1000000000 | [6 empty] | no rinsate |  |  | 0 | ppm |  |  |  | 85 |  | 50 | liquid | steady-state conditions | 180 |  |  | 6 | LR | [5 empty] | 6
Xu 2008 Ictivation of Bacillus anthracis spores by a combition of biocides and heating under high temperature short-time pasteurization conditions |  | Liquid Suspension | CFU/mL | 1000000000 | [6 empty] | no rinsate |  |  | 1050 | ppm |  |  |  | 85 |  | 50 | liquid | steady-state conditions | 47 |  |  | 6 | LR | [5 empty] | 6
Xu 2008 Ictivation of Bacillus anthracis spores by a combition of biocides and heating under high temperature short-time pasteurization conditions |  | Liquid Suspension | CFU/mL | 1000000000 | [6 empty] | no rinsate |  |  | 1750 | ppm |  |  |  | 85 |  | 50 | liquid | steady-state conditions | 16 |  |  | 6 | LR | [5 empty] | 6
Xu 2008 Ictivation of Bacillus anthracis spores by a combition of biocides and heating under high temperature short-time pasteurization conditions |  | Liquid Suspension | CFU/mL | 1000000000 | [6 empty] | no rinsate |  |  | 2100 | ppm |  |  |  | 85 |  | 50 | liquid | steady-state conditions | 2 |  |  | 6 | LR | [5 empty] | 6
Xu 2008 Ictivation of Bacillus anthracis spores by a combition of biocides and heating under high temperature short-time pasteurization conditions |  | Liquid Suspension | CFU/mL | 1000000000 | [6 empty] | no rinsate |  |  | 2800 | ppm |  |  |  | 85 |  | 50 | liquid | steady-state conditions | 0.9 |  |  | 6 | LR | [5 empty] | 6
Xu 2008 Ictivation of Bacillus anthracis spores by a combition of biocides and heating under high temperature short-time pasteurization conditions |  | Liquid Suspension | CFU/mL | 1000000000 | [6 empty] | no rinsate |  |  | 0 | ppm |  |  |  | 72 |  | 50 | liquid | steady-state conditions | 1224 |  |  | 6 | LR | [5 empty] | 6
Xu 2008 Ictivation of Bacillus anthracis spores by a combition of biocides and heating under high temperature short-time pasteurization conditions |  | Liquid Suspension | CFU/mL | 1000000000 | [6 empty] | no rinsate |  |  | 840 | ppm |  |  |  | 72 |  | 50 | liquid | steady-state conditions | 6 |  |  | 6 | LR | [5 empty] | 6
Xu 2008 Ictivation of Bacillus anthracis spores by a combition of biocides and heating under high temperature short-time pasteurization conditions |  | Liquid Suspension | CFU/mL | 1000000000 | [6 empty] | no rinsate |  |  | 840 | ppm |  |  |  | 72 |  | 50 | liquid | steady-state conditions | 1.5 |  |  | 6 | LR | [5 empty] | 6
Xu 2008 Ictivation of Bacillus anthracis spores by a combition of biocides and heating under high temperature short-time pasteurization conditions |  | Liquid Suspension | CFU/mL | 1000000000 | [6 empty] | no rinsate |  |  | 1260 | ppm |  |  |  | 72 |  | 50 | liquid | steady-state conditions | 0.7 |  |  | 6 | LR | [5 empty] | 6
Xu 2008 Ictivation of Bacillus anthracis spores by a combition of biocides and heating under high temperature short-time pasteurization conditions |  | Liquid Suspension | CFU/mL | 1000000000 | [6 empty] | no rinsate |  |  | 1260 | ppm |  |  |  | 72 |  | 50 | liquid | steady-state conditions | 0.4 |  |  | 6 | LR | [5 empty] | 6
Xu 2008 Ictivation of Bacillus anthracis spores by a combition of biocides and heating under high temperature short-time pasteurization conditions |  | Liquid Suspension | CFU/mL | 1000000000 | [6 empty] | no rinsate |  |  | 0 | ppm |  |  |  | 80 |  | 50 | liquid | steady-state conditions | 324 |  |  | 6 | LR | [5 empty] | 6
Xu 2008 Ictivation of Bacillus anthracis spores by a combition of biocides and heating under high temperature short-time pasteurization conditions |  | Liquid Suspension | CFU/mL | 1000000000 | [6 empty] | no rinsate |  |  | 840 | ppm |  |  |  | 80 |  | 50 | liquid | steady-state conditions | 2.4 |  |  | 6 | LR | [5 empty] | 6
Xu 2008 Ictivation of Bacillus anthracis spores by a combition of biocides and heating under high temperature short-time pasteurization conditions |  | Liquid Suspension | CFU/mL | 1000000000 | [6 empty] | no rinsate |  |  | 840 | ppm |  |  |  | 80 |  | 50 | liquid | steady-state conditions | 1.6 |  |  | 6 | LR | [5 empty] | 6
Xu 2008 Ictivation of Bacillus anthracis spores by a combition of biocides and heating under high temperature short-time pasteurization conditions |  | Liquid Suspension | CFU/mL | 1000000000 | [6 empty] | no rinsate |  |  | 1260 | ppm |  |  |  | 80 |  | 50 | liquid | steady-state conditions | 0.3 |  |  | 6 | LR | [5 empty] | 6
Xu 2008 Ictivation of Bacillus anthracis spores by a combition of biocides and heating under high temperature short-time pasteurization conditions |  | Liquid Suspension | CFU/mL | 1000000000 | [6 empty] | no rinsate |  |  | 1260 | ppm |  |  |  | 80 |  | 50 | liquid | steady-state conditions | 0.1 |  |  | 6 | LR | [5 empty] | 6
Xu 2008 Ictivation of Bacillus anthracis spores by a combition of biocides and heating under high temperature short-time pasteurization conditions |  | Liquid Suspension | CFU/mL | 1000000000 | [6 empty] | no rinsate |  |  | 0 | ppm |  |  |  | 72 |  | 50 | liquid | steady-state conditions | 5112 |  |  | 6 | LR | [5 empty] | 6
Xu 2008 Ictivation of Bacillus anthracis spores by a combition of biocides and heating under high temperature short-time pasteurization conditions |  | Liquid Suspension | CFU/mL | 1000000000 | [6 empty] | no rinsate |  |  | 840 | ppm |  |  |  | 72 |  | 50 | liquid | steady-state conditions | 12 |  |  | 6 | LR | [5 empty] | 6
Xu 2008 Ictivation of Bacillus anthracis spores by a combition of biocides and heating under high temperature short-time pasteurization conditions |  | Liquid Suspension | CFU/mL | 1000000000 | [6 empty] | no rinsate |  |  | 840 | ppm |  |  |  | 72 |  | 50 | liquid | steady-state conditions | 4.3 |  |  | 6 | LR | [5 empty] | 6
Xu 2008 Ictivation of Bacillus anthracis spores by a combition of biocides and heating under high temperature short-time pasteurization conditions |  | Liquid Suspension | CFU/mL | 1000000000 | [6 empty] | no rinsate |  |  | 1260 | ppm |  |  |  | 72 |  | 50 | liquid | steady-state conditions | 1.4 |  |  | 6 | LR | [5 empty] | 6
Xu 2008 Ictivation of Bacillus anthracis spores by a combition of biocides and heating under high temperature short-time pasteurization conditions |  | Liquid Suspension | CFU/mL | 1000000000 | [6 empty] | no rinsate |  |  | 1260 | ppm |  |  |  | 72 |  | 50 | liquid | steady-state conditions | 0.8 |  |  | 6 | LR | [5 empty] | 6
Xu 2008 Ictivation of Bacillus anthracis spores by a combition of biocides and heating under high temperature short-time pasteurization conditions |  | Liquid Suspension | CFU/mL | 1000000000 | [6 empty] | no rinsate |  |  | 0 | ppm |  |  |  | 80 |  | 50 | liquid | steady-state conditions | 432 |  |  | 6 | LR | [5 empty] | 6
Xu 2008 Ictivation of Bacillus anthracis spores by a combition of biocides and heating under high temperature short-time pasteurization conditions |  | Liquid Suspension | CFU/mL | 1000000000 | [6 empty] | no rinsate |  |  | 840 | ppm |  |  |  | 80 |  | 50 | liquid | steady-state conditions | 4.4 |  |  | 6 | LR | [5 empty] | 6
Xu 2008 Ictivation of Bacillus anthracis spores by a combition of biocides and heating under high temperature short-time pasteurization conditions |  | Liquid Suspension | CFU/mL | 1000000000 | [6 empty] | no rinsate |  |  | 840 | ppm |  |  |  | 80 |  | 50 | liquid | steady-state conditions | 2 |  |  | 6 | LR | [5 empty] | 6
Xu 2008 Ictivation of Bacillus anthracis spores by a combition of biocides and heating under high temperature short-time pasteurization conditions |  | Liquid Suspension | CFU/mL | 1000000000 | [6 empty] | no rinsate |  |  | 1260 | ppm |  |  |  | 80 |  | 50 | liquid | steady-state conditions | 0.7 |  |  | 6 | LR | [5 empty] | 6
Xu 2008 Ictivation of Bacillus anthracis spores by a combition of biocides and heating under high temperature short-time pasteurization conditions |  | Liquid Suspension | CFU/mL | 1000000000 | [6 empty] | no rinsate |  |  | 1260 | ppm |  |  |  | 80 |  | 50 | liquid | steady-state conditions | 0.3 |  |  | 6 | LR | [5 empty] | 6
Xu 2008 Ictivation of Bacillus anthracis spores by a combition of biocides and heating under high temperature short-time pasteurization conditions |  | Liquid Suspension | CFU/mL | 1000000000 | [6 empty] | no rinsate |  |  | 0 | ppm |  |  |  | 72 |  | 50 | liquid | steady-state conditions | 6012 |  |  | 6 | LR | [5 empty] | 6
Xu 2008 Ictivation of Bacillus anthracis spores by a combition of biocides and heating under high temperature short-time pasteurization conditions |  | Liquid Suspension | CFU/mL | 1000000000 | [6 empty] | no rinsate |  |  | 840 | ppm |  |  |  | 72 |  | 50 | liquid | steady-state conditions | 3.6 |  |  | 6 | LR | [5 empty] | 6
Xu 2008 Ictivation of Bacillus anthracis spores by a combition of biocides and heating under high temperature short-time pasteurization conditions |  | Liquid Suspension | CFU/mL | 1000000000 | [6 empty] | no rinsate |  |  | 840 | ppm |  |  |  | 72 |  | 50 | liquid | steady-state conditions | 1.2 |  |  | 6 | LR | [5 empty] | 6
Xu 2008 Ictivation of Bacillus anthracis spores by a combition of biocides and heating under high temperature short-time pasteurization conditions |  | Liquid Suspension | CFU/mL | 1000000000 | [6 empty] | no rinsate |  |  | 1260 | ppm |  |  |  | 72 |  | 50 | liquid | steady-state conditions | 0.4 |  |  | 6 | LR | [5 empty] | 6
Xu 2008 Ictivation of Bacillus anthracis spores by a combition of biocides and heating under high temperature short-time pasteurization conditions |  | Liquid Suspension | CFU/mL | 1000000000 | [6 empty] | no rinsate |  |  | 1260 | ppm |  |  |  | 72 |  | 50 | liquid | steady-state conditions | 0.3 |  |  | 6 | LR | [5 empty] | 6
Xu 2008 Ictivation of Bacillus anthracis spores by a combition of biocides and heating under high temperature short-time pasteurization conditions |  | Liquid Suspension | CFU/mL | 1000000000 | [6 empty] | no rinsate |  |  | 0 | ppm |  |  |  | 80 |  | 50 | liquid | steady-state conditions | 756 |  |  | 6 | LR | [5 empty] | 6
Xu 2008 Ictivation of Bacillus anthracis spores by a combition of biocides and heating under high temperature short-time pasteurization conditions |  | Liquid Suspension | CFU/mL | 1000000000 | [6 empty] | no rinsate |  |  | 840 | ppm |  |  |  | 80 |  | 50 | liquid | steady-state conditions | 0.8 |  |  | 6 | LR | [5 empty] | 6
Xu 2008 Ictivation of Bacillus anthracis spores by a combition of biocides and heating under high temperature short-time pasteurization conditions |  | Liquid Suspension | CFU/mL | 1000000000 | [6 empty] | no rinsate |  |  | 840 | ppm |  |  |  | 80 |  | 50 | liquid | steady-state conditions | 0.5 |  |  | 6 | LR | [5 empty] | 6
Xu 2008 Ictivation of Bacillus anthracis spores by a combition of biocides and heating under high temperature short-time pasteurization conditions |  | Liquid Suspension | CFU/mL | 1000000000 | [6 empty] | no rinsate |  |  | 1260 | ppm |  |  |  | 80 |  | 50 | liquid | steady-state conditions | 0.2 |  |  | 6 | LR | [5 empty] | 6
Xu 2008 Ictivation of Bacillus anthracis spores by a combition of biocides and heating under high temperature short-time pasteurization conditions |  | Liquid Suspension | CFU/mL | 1000000000 | [6 empty] | no rinsate |  |  | 1260 | ppm |  |  |  | 80 |  | 50 | liquid | steady-state conditions | 0.1 |  |  | 6 | LR | [5 empty] | 6
Xu 2008 Ictivation of Bacillus anthracis spores by a combition of biocides and heating under high temperature short-time pasteurization conditions |  | Liquid Suspension | CFU/mL | 1000000000 | [6 empty] | no rinsate |  |  | 0 | ppm |  |  |  | 72 |  | 50 | liquid | steady-state conditions | 1224 |  |  | 6 | LR | [5 empty] | 6
Xu 2008 Ictivation of Bacillus anthracis spores by a combition of biocides and heating under high temperature short-time pasteurization conditions |  | Liquid Suspension | CFU/mL | 1000000000 | [6 empty] | no rinsate |  |  | 42 | ppm |  |  |  | 72 |  | 50 | liquid | steady-state conditions | 3.3 |  |  | 6 | LR | [5 empty] | 6
Xu 2008 Ictivation of Bacillus anthracis spores by a combition of biocides and heating under high temperature short-time pasteurization conditions |  | Liquid Suspension | CFU/mL | 1000000000 | [6 empty] | no rinsate |  |  | 84 | ppm |  |  |  | 72 |  | 50 | liquid | steady-state conditions | 1.5 |  |  | 6 | LR | [5 empty] | 6
Xu 2008 Ictivation of Bacillus anthracis spores by a combition of biocides and heating under high temperature short-time pasteurization conditions |  | Liquid Suspension | CFU/mL | 1000000000 | [6 empty] | no rinsate |  |  | 840 | ppm |  |  |  | 72 |  | 50 | liquid | steady-state conditions | 3.4 |  |  | 6 | LR | [5 empty] | 6
Xu 2008 Ictivation of Bacillus anthracis spores by a combition of biocides and heating under high temperature short-time pasteurization conditions |  | Liquid Suspension | CFU/mL | 1000000000 | [6 empty] | no rinsate |  |  | 840 | ppm |  |  |  | 72 |  | 50 | liquid | steady-state conditions | 1.4 |  |  | 6 | LR | [5 empty] | 6
Xu 2008 Ictivation of Bacillus anthracis spores by a combition of biocides and heating under high temperature short-time pasteurization conditions |  | Liquid Suspension | CFU/mL | 1000000000 | [6 empty] | no rinsate |  |  | 840 | ppm |  |  |  | 72 |  | 50 | liquid | steady-state conditions | 0.4 |  |  | 6 | LR | [5 empty] | 6
Xu 2008 Ictivation of Bacillus anthracis spores by a combition of biocides and heating under high temperature short-time pasteurization conditions |  | Liquid Suspension | CFU/mL | 1000000000 | [6 empty] | no rinsate |  |  | 1260 | ppm |  |  |  | 72 |  | 50 | liquid | steady-state conditions | 0.4 |  |  | 6 | LR | [5 empty] | 6
Xu 2008 Ictivation of Bacillus anthracis spores by a combition of biocides and heating under high temperature short-time pasteurization conditions |  | Liquid Suspension | CFU/mL | 1000000000 | [6 empty] | no rinsate |  |  | 1260 | ppm |  |  |  | 72 |  | 50 | liquid | steady-state conditions | 0.3 |  |  | 6 | LR | [5 empty] | 6
Xu 2008 Ictivation of Bacillus anthracis spores by a combition of biocides and heating under high temperature short-time pasteurization conditions |  | Liquid Suspension | CFU/mL | 1000000000 | [6 empty] | no rinsate |  |  | 0 | ppm |  |  |  | 80 |  | 50 | liquid | steady-state conditions | 324 |  |  | 6 | LR | [5 empty] | 6
Xu 2008 Ictivation of Bacillus anthracis spores by a combition of biocides and heating under high temperature short-time pasteurization conditions |  | Liquid Suspension | CFU/mL | 1000000000 | [6 empty] | no rinsate |  |  | 42 | ppm |  |  |  | 80 |  | 50 | liquid | steady-state conditions | 2 |  |  | 6 | LR | [5 empty] | 6
Xu 2008 Ictivation of Bacillus anthracis spores by a combition of biocides and heating under high temperature short-time pasteurization conditions |  | Liquid Suspension | CFU/mL | 1000000000 | [6 empty] | no rinsate |  |  | 84 | ppm |  |  |  | 80 |  | 50 | liquid | steady-state conditions | 0.9 |  |  | 6 | LR | [5 empty] | 6
Xu 2008 Ictivation of Bacillus anthracis spores by a combition of biocides and heating under high temperature short-time pasteurization conditions |  | Liquid Suspension | CFU/mL | 1000000000 | [6 empty] | no rinsate |  |  | 840 | ppm |  |  |  | 80 |  | 50 | liquid | steady-state conditions | 1.8 |  |  | 6 | LR | [5 empty] | 6
Xu 2008 Ictivation of Bacillus anthracis spores by a combition of biocides and heating under high temperature short-time pasteurization conditions |  | Liquid Suspension | CFU/mL | 1000000000 | [6 empty] | no rinsate |  |  | 840 | ppm |  |  |  | 80 |  | 50 | liquid | steady-state conditions | 0.8 |  |  | 6 | LR | [5 empty] | 6
Xu 2008 Ictivation of Bacillus anthracis spores by a combition of biocides and heating under high temperature short-time pasteurization conditions |  | Liquid Suspension | CFU/mL | 1000000000 | [6 empty] | no rinsate |  |  | 840 | ppm |  |  |  | 80 |  | 50 | liquid | steady-state conditions | 0.2 |  |  | 6 | LR | [5 empty] | 6
Xu 2008 Ictivation of Bacillus anthracis spores by a combition of biocides and heating under high temperature short-time pasteurization conditions |  | Liquid Suspension | CFU/mL | 1000000000 | [6 empty] | no rinsate |  |  | 1260 | ppm |  |  |  | 80 |  | 50 | liquid | steady-state conditions | 0.2 |  |  | 6 | LR | [5 empty] | 6
Xu 2008 Ictivation of Bacillus anthracis spores by a combition of biocides and heating under high temperature short-time pasteurization conditions |  | Liquid Suspension | CFU/mL | 1000000000 | [6 empty] | no rinsate |  |  | 1260 | ppm |  |  |  | 80 |  | 50 | liquid | steady-state conditions | 0.1 |  |  | 6 | LR | [5 empty] | 6
Xu 2008 Ictivation of Bacillus anthracis spores by a combition of biocides and heating under high temperature short-time pasteurization conditions |  | Liquid Suspension | CFU/mL | 1000000000 | [6 empty] | no rinsate |  |  | 0 | ppm |  |  |  | 72 |  | 50 | liquid | steady-state conditions | 5112 |  |  | 6 | LR | [5 empty] | 6
Xu 2008 Ictivation of Bacillus anthracis spores by a combition of biocides and heating under high temperature short-time pasteurization conditions |  | Liquid Suspension | CFU/mL | 1000000000 | [6 empty] | no rinsate |  |  | 42 | ppm |  |  |  | 72 |  | 50 | liquid | steady-state conditions | 4.8 |  |  | 6 | LR | [5 empty] | 6
Xu 2008 Ictivation of Bacillus anthracis spores by a combition of biocides and heating under high temperature short-time pasteurization conditions |  | Liquid Suspension | CFU/mL | 1000000000 | [6 empty] | no rinsate |  |  | 84 | ppm |  |  |  | 72 |  | 50 | liquid | steady-state conditions | 2.6 |  |  | 6 | LR | [5 empty] | 6
Xu 2008 Ictivation of Bacillus anthracis spores by a combition of biocides and heating under high temperature short-time pasteurization conditions |  | Liquid Suspension | CFU/mL | 1000000000 | [6 empty] | no rinsate |  |  | 840 | ppm |  |  |  | 72 |  | 50 | liquid | steady-state conditions | 6 |  |  | 6 | LR | [5 empty] | 6
Xu 2008 Ictivation of Bacillus anthracis spores by a combition of biocides and heating under high temperature short-time pasteurization conditions |  | Liquid Suspension | CFU/mL | 1000000000 | [6 empty] | no rinsate |  |  | 840 | ppm |  |  |  | 72 |  | 50 | liquid | steady-state conditions | 2.5 |  |  | 6 | LR | [5 empty] | 6
Xu 2008 Ictivation of Bacillus anthracis spores by a combition of biocides and heating under high temperature short-time pasteurization conditions |  | Liquid Suspension | CFU/mL | 1000000000 | [6 empty] | no rinsate |  |  | 840 | ppm |  |  |  | 72 |  | 50 | liquid | steady-state conditions | 0.9 |  |  | 6 | LR | [5 empty] | 6
Xu 2008 Ictivation of Bacillus anthracis spores by a combition of biocides and heating under high temperature short-time pasteurization conditions |  | Liquid Suspension | CFU/mL | 1000000000 | [6 empty] | no rinsate |  |  | 1260 | ppm |  |  |  | 72 |  | 50 | liquid | steady-state conditions | 1.2 |  |  | 6 | LR | [5 empty] | 6
Xu 2008 Ictivation of Bacillus anthracis spores by a combition of biocides and heating under high temperature short-time pasteurization conditions |  | Liquid Suspension | CFU/mL | 1000000000 | [6 empty] | no rinsate |  |  | 1260 | ppm |  |  |  | 72 |  | 50 | liquid | steady-state conditions | 0.4 |  |  | 6 | LR | [5 empty] | 6
Xu 2008 Ictivation of Bacillus anthracis spores by a combition of biocides and heating under high temperature short-time pasteurization conditions |  | Liquid Suspension | CFU/mL | 1000000000 | [6 empty] | no rinsate |  |  | 0 | ppm |  |  |  | 80 |  | 50 | liquid | steady-state conditions | 432 |  |  | 6 | LR | [5 empty] | 6
Xu 2008 Ictivation of Bacillus anthracis spores by a combition of biocides and heating under high temperature short-time pasteurization conditions |  | Liquid Suspension | CFU/mL | 1000000000 | [6 empty] | no rinsate |  |  | 42 | ppm |  |  |  | 80 |  | 50 | liquid | steady-state conditions | 2.8 |  |  | 6 | LR | [5 empty] | 6
Xu 2008 Ictivation of Bacillus anthracis spores by a combition of biocides and heating under high temperature short-time pasteurization conditions |  | Liquid Suspension | CFU/mL | 1000000000 | [6 empty] | no rinsate |  |  | 84 | ppm |  |  |  | 80 |  | 50 | liquid | steady-state conditions | 1.6 |  |  | 6 | LR | [5 empty] | 6
Xu 2008 Ictivation of Bacillus anthracis spores by a combition of biocides and heating under high temperature short-time pasteurization conditions |  | Liquid Suspension | CFU/mL | 1000000000 | [6 empty] | no rinsate |  |  | 840 | ppm |  |  |  | 80 |  | 50 | liquid | steady-state conditions | 2.5 |  |  | 6 | LR | [5 empty] | 6
Xu 2008 Ictivation of Bacillus anthracis spores by a combition of biocides and heating under high temperature short-time pasteurization conditions |  | Liquid Suspension | CFU/mL | 1000000000 | [6 empty] | no rinsate |  |  | 840 | ppm |  |  |  | 80 |  | 50 | liquid | steady-state conditions | 1.2 |  |  | 6 | LR | [5 empty] | 6
Xu 2008 Ictivation of Bacillus anthracis spores by a combition of biocides and heating under high temperature short-time pasteurization conditions |  | Liquid Suspension | CFU/mL | 1000000000 | [6 empty] | no rinsate |  |  | 840 | ppm |  |  |  | 80 |  | 50 | liquid | steady-state conditions | 0.5 |  |  | 6 | LR | [5 empty] | 6
Xu 2008 Ictivation of Bacillus anthracis spores by a combition of biocides and heating under high temperature short-time pasteurization conditions |  | Liquid Suspension | CFU/mL | 1000000000 | [6 empty] | no rinsate |  |  | 1260 | ppm |  |  |  | 80 |  | 50 | liquid | steady-state conditions | 0.5 |  |  | 6 | LR | [5 empty] | 6
Xu 2008 Ictivation of Bacillus anthracis spores by a combition of biocides and heating under high temperature short-time pasteurization conditions |  | Liquid Suspension | CFU/mL | 1000000000 | [6 empty] | no rinsate |  |  | 1260 | ppm |  |  |  | 80 |  | 50 | liquid | steady-state conditions | 0.2 |  |  | 6 | LR | [5 empty] | 6
Xu 2008 Ictivation of Bacillus anthracis spores by a combition of biocides and heating under high temperature short-time pasteurization conditions |  | Liquid Suspension | CFU/mL | 1000000000 | [6 empty] | no rinsate |  |  | 0 | ppm |  |  |  | 72 |  | 50 | liquid | steady-state conditions | 6012 |  |  | 6 | LR | [5 empty] | 6
Xu 2008 Ictivation of Bacillus anthracis spores by a combition of biocides and heating under high temperature short-time pasteurization conditions |  | Liquid Suspension | CFU/mL | 1000000000 | [6 empty] | no rinsate |  |  | 840 | ppm |  |  |  | 72 |  | 50 | liquid | steady-state conditions | 0.5 |  |  | 6 | LR | [5 empty] | 6
Xu 2008 Ictivation of Bacillus anthracis spores by a combition of biocides and heating under high temperature short-time pasteurization conditions |  | Liquid Suspension | CFU/mL | 1000000000 | [6 empty] | no rinsate |  |  | 840 | ppm |  |  |  | 72 |  | 50 | liquid | steady-state conditions | 0.2 |  |  | 6 | LR | [5 empty] | 6
Xu 2008 Ictivation of Bacillus anthracis spores by a combition of biocides and heating under high temperature short-time pasteurization conditions |  | Liquid Suspension | CFU/mL | 1000000000 | [6 empty] | no rinsate |  |  | 840 | ppm |  |  |  | 72 |  | 50 | liquid | steady-state conditions | 0.3 |  |  | 6 | LR | [5 empty] | 6
Xu 2008 Ictivation of Bacillus anthracis spores by a combition of biocides and heating under high temperature short-time pasteurization conditions |  | Liquid Suspension | CFU/mL | 1000000000 | [6 empty] | no rinsate |  |  | 1260 | ppm |  |  |  | 72 |  | 50 | liquid | steady-state conditions | 0.2 |  |  | 6 | LR | [5 empty] | 6
Xu 2008 Ictivation of Bacillus anthracis spores by a combition of biocides and heating under high temperature short-time pasteurization conditions |  | Liquid Suspension | CFU/mL | 1000000000 | [6 empty] | no rinsate |  |  | 1260 | ppm |  |  |  | 72 |  | 50 | liquid | steady-state conditions | 0.2 |  |  | 6 | LR | [5 empty] | 6
Xu 2008 Ictivation of Bacillus anthracis spores by a combition of biocides and heating under high temperature short-time pasteurization conditions |  | Liquid Suspension | CFU/mL | 1000000000 | [6 empty] | no rinsate |  |  | 0 | ppm |  |  |  | 80 |  | 50 | liquid | steady-state conditions | 756 |  |  | 6 | LR | [5 empty] | 6
Xu 2008 Ictivation of Bacillus anthracis spores by a combition of biocides and heating under high temperature short-time pasteurization conditions |  | Liquid Suspension | CFU/mL | 1000000000 | [6 empty] | no rinsate |  |  | 840 | ppm |  |  |  | 80 |  | 50 | liquid | steady-state conditions | 0.4 |  |  | 6 | LR | [5 empty] | 6
Xu 2008 Ictivation of Bacillus anthracis spores by a combition of biocides and heating under high temperature short-time pasteurization conditions |  | Liquid Suspension | CFU/mL | 1000000000 | [6 empty] | no rinsate |  |  | 840 | ppm |  |  |  | 80 |  | 50 | liquid | steady-state conditions | 0.2 |  |  | 6 | LR | [5 empty] | 6
Xu 2008 Ictivation of Bacillus anthracis spores by a combition of biocides and heating under high temperature short-time pasteurization conditions |  | Liquid Suspension | CFU/mL | 1000000000 | [6 empty] | no rinsate |  |  | 840 | ppm |  |  |  | 80 |  | 50 | liquid | steady-state conditions | 0.2 |  |  | 6 | LR | [5 empty] | 6
Xu 2008 Ictivation of Bacillus anthracis spores by a combition of biocides and heating under high temperature short-time pasteurization conditions |  | Liquid Suspension | CFU/mL | 1000000000 | [6 empty] | no rinsate |  |  | 1260 | ppm |  |  |  | 80 |  | 50 | liquid | steady-state conditions | 0.1 |  |  | 6 | LR | [5 empty] | 6
Xu 2008 Ictivation of Bacillus anthracis spores by a combition of biocides and heating under high temperature short-time pasteurization conditions |  | Liquid Suspension | CFU/mL | 1000000000 | [6 empty] | no rinsate |  |  | 1260 | ppm |  |  |  | 80 |  | 50 | liquid | steady-state conditions | 0.1 |  |  | 6 | LR | [5 empty] | 6
Xu 2008 Ictivation of Bacillus anthracis spores by a combition of biocides and heating under high temperature short-time pasteurization conditions |  | Liquid Suspension | CFU/mL | 1000000000 | [6 empty] | no rinsate |  |  | 0 | ppm |  |  |  | 72 |  | 50 | liquid | steady-state conditions | 5112 |  |  | 6 | LR | [5 empty] | 6
Xu 2008 Ictivation of Bacillus anthracis spores by a combition of biocides and heating under high temperature short-time pasteurization conditions |  | Liquid Suspension | CFU/mL | 1000000000 | [6 empty] | no rinsate |  |  | 840 | ppm |  |  |  | 72 |  | 50 | liquid | steady-state conditions | 1.8 |  |  | 6 | LR | [5 empty] | 6
Xu 2008 Ictivation of Bacillus anthracis spores by a combition of biocides and heating under high temperature short-time pasteurization conditions |  | Liquid Suspension | CFU/mL | 1000000000 | [6 empty] | no rinsate |  |  | 840 | ppm |  |  |  | 72 |  | 50 | liquid | steady-state conditions | 0.9 |  |  | 6 | LR | [5 empty] | 6
Xu 2008 Ictivation of Bacillus anthracis spores by a combition of biocides and heating under high temperature short-time pasteurization conditions |  | Liquid Suspension | CFU/mL | 1000000000 | [6 empty] | no rinsate |  |  | 840 | ppm |  |  |  | 72 |  | 50 | liquid | steady-state conditions | 0.9 |  |  | 6 | LR | [5 empty] | 6
Xu 2008 Ictivation of Bacillus anthracis spores by a combition of biocides and heating under high temperature short-time pasteurization conditions |  | Liquid Suspension | CFU/mL | 1000000000 | [6 empty] | no rinsate |  |  | 1260 | ppm |  |  |  | 72 |  | 50 | liquid | steady-state conditions | 0.9 |  |  | 6 | LR | [5 empty] | 6
Xu 2008 Ictivation of Bacillus anthracis spores by a combition of biocides and heating under high temperature short-time pasteurization conditions |  | Liquid Suspension | CFU/mL | 1000000000 | [6 empty] | no rinsate |  |  | 1260 | ppm |  |  |  | 72 |  | 50 | liquid | steady-state conditions | 0.7 |  |  | 6 | LR | [5 empty] | 6
Xu 2008 Ictivation of Bacillus anthracis spores by a combition of biocides and heating under high temperature short-time pasteurization conditions |  | Liquid Suspension | CFU/mL | 1000000000 | [6 empty] | no rinsate |  |  | 0 | ppm |  |  |  | 80 |  | 50 | liquid | steady-state conditions | 432 |  |  | 6 | LR | [5 empty] | 6
Xu 2008 Ictivation of Bacillus anthracis spores by a combition of biocides and heating under high temperature short-time pasteurization conditions |  | Liquid Suspension | CFU/mL | 1000000000 | [6 empty] | no rinsate |  |  | 840 | ppm |  |  |  | 80 |  | 50 | liquid | steady-state conditions | 0.8 |  |  | 6 | LR | [5 empty] | 6
Xu 2008 Ictivation of Bacillus anthracis spores by a combition of biocides and heating under high temperature short-time pasteurization conditions |  | Liquid Suspension | CFU/mL | 1000000000 | [6 empty] | no rinsate |  |  | 840 | ppm |  |  |  | 80 |  | 50 | liquid | steady-state conditions | 0.6 |  |  | 6 | LR | [5 empty] | 6
Xu 2008 Ictivation of Bacillus anthracis spores by a combition of biocides and heating under high temperature short-time pasteurization conditions |  | Liquid Suspension | CFU/mL | 1000000000 | [6 empty] | no rinsate |  |  | 840 | ppm |  |  |  | 80 |  | 50 | liquid | steady-state conditions | 0.4 |  |  | 6 | LR | [5 empty] | 6
Xu 2008 Ictivation of Bacillus anthracis spores by a combition of biocides and heating under high temperature short-time pasteurization conditions |  | Liquid Suspension | CFU/mL | 1000000000 | [6 empty] | no rinsate |  |  | 1260 | ppm |  |  |  | 80 |  | 50 | liquid | steady-state conditions | 0.4 |  |  | 6 | LR | [5 empty] | 6
Xu 2008 Ictivation of Bacillus anthracis spores by a combition of biocides and heating under high temperature short-time pasteurization conditions |  | Liquid Suspension | CFU/mL | 1000000000 | [6 empty] | no rinsate |  |  | 1260 | ppm |  |  |  | 80 |  | 50 | liquid | steady-state conditions | 0.3 |  |  | 6 | LR | [5 empty] | 6
Xu 2008 Ictivation of Bacillus anthracis spores by a combition of biocides and heating under high temperature short-time pasteurization conditions |  | Liquid Suspension | CFU/mL | 1000000000 | [6 empty] | no rinsate |  |  | 0 | ppm |  |  |  | 72 |  | 50 | liquid | steady-state conditions | 1224 |  |  | 6 | LR | [5 empty] | 6
Xu 2008 Ictivation of Bacillus anthracis spores by a combition of biocides and heating under high temperature short-time pasteurization conditions |  | Liquid Suspension | CFU/mL | 1000000000 | [6 empty] | no rinsate |  |  | 840 | ppm |  |  |  | 72 |  | 50 | liquid | steady-state conditions | 0.8 |  |  | 6 | LR | [5 empty] | 6
Xu 2008 Ictivation of Bacillus anthracis spores by a combition of biocides and heating under high temperature short-time pasteurization conditions |  | Liquid Suspension | CFU/mL | 1000000000 | [6 empty] | no rinsate |  |  | 840 | ppm |  |  |  | 72 |  | 50 | liquid | steady-state conditions | 0.4 |  |  | 6 | LR | [5 empty] | 6
Xu 2008 Ictivation of Bacillus anthracis spores by a combition of biocides and heating under high temperature short-time pasteurization conditions |  | Liquid Suspension | CFU/mL | 1000000000 | [6 empty] | no rinsate |  |  | 840 | ppm |  |  |  | 72 |  | 50 | liquid | steady-state conditions | 0.4 |  |  | 6 | LR | [5 empty] | 6
Xu 2008 Ictivation of Bacillus anthracis spores by a combition of biocides and heating under high temperature short-time pasteurization conditions |  | Liquid Suspension | CFU/mL | 1000000000 | [6 empty] | no rinsate |  |  | 1260 | ppm |  |  |  | 72 |  | 50 | liquid | steady-state conditions | 0.4 |  |  | 6 | LR | [5 empty] | 6
Xu 2008 Ictivation of Bacillus anthracis spores by a combition of biocides and heating under high temperature short-time pasteurization conditions |  | Liquid Suspension | CFU/mL | 1000000000 | [6 empty] | no rinsate |  |  | 1260 | ppm |  |  |  | 72 |  | 50 | liquid | steady-state conditions | 0.3 |  |  | 6 | LR | [5 empty] | 6
Xu 2008 Ictivation of Bacillus anthracis spores by a combition of biocides and heating under high temperature short-time pasteurization conditions |  | Liquid Suspension | CFU/mL | 1000000000 | [6 empty] | no rinsate |  |  | 0 | ppm |  |  |  | 80 |  | 50 | liquid | steady-state conditions | 324 |  |  | 6 | LR | [5 empty] | 6
Xu 2008 Ictivation of Bacillus anthracis spores by a combition of biocides and heating under high temperature short-time pasteurization conditions |  | Liquid Suspension | CFU/mL | 1000000000 | [6 empty] | no rinsate |  |  | 840 | ppm |  |  |  | 80 |  | 50 | liquid | steady-state conditions | 0.5 |  |  | 6 | LR | [5 empty] | 6
Xu 2008 Ictivation of Bacillus anthracis spores by a combition of biocides and heating under high temperature short-time pasteurization conditions |  | Liquid Suspension | CFU/mL | 1000000000 | [6 empty] | no rinsate |  |  | 840 | ppm |  |  |  | 80 |  | 50 | liquid | steady-state conditions | 0.2 |  |  | 6 | LR | [5 empty] | 6
Xu 2008 Ictivation of Bacillus anthracis spores by a combition of biocides and heating under high temperature short-time pasteurization conditions |  | Liquid Suspension | CFU/mL | 1000000000 | [6 empty] | no rinsate |  |  | 840 | ppm |  |  |  | 80 |  | 50 | liquid | steady-state conditions | 0.2 |  |  | 6 | LR | [5 empty] | 6
Xu 2008 Ictivation of Bacillus anthracis spores by a combition of biocides and heating under high temperature short-time pasteurization conditions |  | Liquid Suspension | CFU/mL | 1000000000 | [6 empty] | no rinsate |  |  | 1260 | ppm |  |  |  | 80 |  | 50 | liquid | steady-state conditions | 0.2 |  |  | 6 | LR | [5 empty] | 6
Xu 2008 Ictivation of Bacillus anthracis spores by a combition of biocides and heating under high temperature short-time pasteurization conditions |  | Liquid Suspension | CFU/mL | 1000000000 | [6 empty] | no rinsate |  |  | 1260 | ppm |  |  |  | 80 |  | 50 | liquid | steady-state conditions | 0.1 |  |  | 6 | LR | [5 empty] | 6
Xu 2008 Ictivation of Bacillus anthracis spores by a combition of biocides and heating under high temperature short-time pasteurization conditions |  | Liquid Suspension | CFU/mL | 1000000000 | [6 empty] | no rinsate |  |  | 0 | ppm |  |  |  | 72 |  | 50 | liquid | steady-state conditions | 1224 |  |  | 6 | LR | [5 empty] | 6
Xu 2008 Ictivation of Bacillus anthracis spores by a combition of biocides and heating under high temperature short-time pasteurization conditions |  | Liquid Suspension | CFU/mL | 1000000000 | [6 empty] | no rinsate |  |  | 250 | ppm |  |  |  | 72 |  | 50 | liquid | steady-state conditions | 0.6 |  |  | 6 | LR | [5 empty] | 6
Xu 2008 Ictivation of Bacillus anthracis spores by a combition of biocides and heating under high temperature short-time pasteurization conditions |  | Liquid Suspension | CFU/mL | 1000000000 | [6 empty] | no rinsate |  |  | 250 | ppm |  |  |  | 72 |  | 50 | liquid | steady-state conditions | 0.4 |  |  | 6 | LR | [5 empty] | 6
Xu 2008 Ictivation of Bacillus anthracis spores by a combition of biocides and heating under high temperature short-time pasteurization conditions |  | Liquid Suspension | CFU/mL | 1000000000 | [6 empty] | no rinsate |  |  | 420 | ppm |  |  |  | 72 |  | 50 | liquid | steady-state conditions | 1 |  |  | 6 | LR | [5 empty] | 6
Xu 2008 Ictivation of Bacillus anthracis spores by a combition of biocides and heating under high temperature short-time pasteurization conditions |  | Liquid Suspension | CFU/mL | 1000000000 | [6 empty] | no rinsate |  |  | 420 | ppm |  |  |  | 72 |  | 50 | liquid | steady-state conditions | 0.5 |  |  | 6 | LR | [5 empty] | 6
Xu 2008 Ictivation of Bacillus anthracis spores by a combition of biocides and heating under high temperature short-time pasteurization conditions |  | Liquid Suspension | CFU/mL | 1000000000 | [6 empty] | no rinsate |  |  | 420 | ppm |  |  |  | 72 |  | 50 | liquid | steady-state conditions | 0.7 |  |  | 6 | LR | [5 empty] | 6
Xu 2008 Ictivation of Bacillus anthracis spores by a combition of biocides and heating under high temperature short-time pasteurization conditions |  | Liquid Suspension | CFU/mL | 1000000000 | [6 empty] | no rinsate |  |  | 420 | ppm |  |  |  | 72 |  | 50 | liquid | steady-state conditions | 0.4 |  |  | 6 | LR | [5 empty] | 6
Xu 2008 Ictivation of Bacillus anthracis spores by a combition of biocides and heating under high temperature short-time pasteurization conditions |  | Liquid Suspension | CFU/mL | 1000000000 | [6 empty] | no rinsate |  |  | 0 | ppm |  |  |  | 80 |  | 50 | liquid | steady-state conditions | 324 |  |  | 6 | LR | [5 empty] | 6
Xu 2008 Ictivation of Bacillus anthracis spores by a combition of biocides and heating under high temperature short-time pasteurization conditions |  | Liquid Suspension | CFU/mL | 1000000000 | [6 empty] | no rinsate |  |  | 250 | ppm |  |  |  | 80 |  | 50 | liquid | steady-state conditions | 0.4 |  |  | 6 | LR | [5 empty] | 6
Xu 2008 Ictivation of Bacillus anthracis spores by a combition of biocides and heating under high temperature short-time pasteurization conditions |  | Liquid Suspension | CFU/mL | 1000000000 | [6 empty] | no rinsate |  |  | 250 | ppm |  |  |  | 80 |  | 50 | liquid | steady-state conditions | 0.2 |  |  | 6 | LR | [5 empty] | 6
Xu 2008 Ictivation of Bacillus anthracis spores by a combition of biocides and heating under high temperature short-time pasteurization conditions |  | Liquid Suspension | CFU/mL | 1000000000 | [6 empty] | no rinsate |  |  | 420 | ppm |  |  |  | 80 |  | 50 | liquid | steady-state conditions | 0.6 |  |  | 6 | LR | [5 empty] | 6
Xu 2008 Ictivation of Bacillus anthracis spores by a combition of biocides and heating under high temperature short-time pasteurization conditions |  | Liquid Suspension | CFU/mL | 1000000000 | [6 empty] | no rinsate |  |  | 420 | ppm |  |  |  | 80 |  | 50 | liquid | steady-state conditions | 0.2 |  |  | 6 | LR | [5 empty] | 6
Xu 2008 Ictivation of Bacillus anthracis spores by a combition of biocides and heating under high temperature short-time pasteurization conditions |  | Liquid Suspension | CFU/mL | 1000000000 | [6 empty] | no rinsate |  |  | 420 | ppm |  |  |  | 80 |  | 50 | liquid | steady-state conditions | 0.4 |  |  | 6 | LR | [5 empty] | 6
Xu 2008 Ictivation of Bacillus anthracis spores by a combition of biocides and heating under high temperature short-time pasteurization conditions |  | Liquid Suspension | CFU/mL | 1000000000 | [6 empty] | no rinsate |  |  | 420 | ppm |  |  |  | 80 |  | 50 | liquid | steady-state conditions | 0.2 |  |  | 6 | LR | [5 empty] | 6
Xu 2008 Ictivation of Bacillus anthracis spores by a combition of biocides and heating under high temperature short-time pasteurization conditions |  | Liquid Suspension | CFU/mL | 1000000000 | [6 empty] | no rinsate |  |  | 0 | ppm |  |  |  | 72 |  | 50 | liquid | steady-state conditions | 5112 |  |  | 6 | LR | [5 empty] | 6
Xu 2008 Ictivation of Bacillus anthracis spores by a combition of biocides and heating under high temperature short-time pasteurization conditions |  | Liquid Suspension | CFU/mL | 1000000000 | [6 empty] | no rinsate |  |  | 250 | ppm |  |  |  | 72 |  | 50 | liquid | steady-state conditions | 1.4 |  |  | 6 | LR | [5 empty] | 6
Xu 2008 Ictivation of Bacillus anthracis spores by a combition of biocides and heating under high temperature short-time pasteurization conditions |  | Liquid Suspension | CFU/mL | 1000000000 | [6 empty] | no rinsate |  |  | 250 | ppm |  |  |  | 72 |  | 50 | liquid | steady-state conditions | 0.8 |  |  | 6 | LR | [5 empty] | 6
Xu 2008 Ictivation of Bacillus anthracis spores by a combition of biocides and heating under high temperature short-time pasteurization conditions |  | Liquid Suspension | CFU/mL | 1000000000 | [6 empty] | no rinsate |  |  | 420 | ppm |  |  |  | 72 |  | 50 | liquid | steady-state conditions | 1.5 |  |  | 6 | LR | [5 empty] | 6
Xu 2008 Ictivation of Bacillus anthracis spores by a combition of biocides and heating under high temperature short-time pasteurization conditions |  | Liquid Suspension | CFU/mL | 1000000000 | [6 empty] | no rinsate |  |  | 420 | ppm |  |  |  | 72 |  | 50 | liquid | steady-state conditions | 1 |  |  | 6 | LR | [5 empty] | 6
Xu 2008 Ictivation of Bacillus anthracis spores by a combition of biocides and heating under high temperature short-time pasteurization conditions |  | Liquid Suspension | CFU/mL | 1000000000 | [6 empty] | no rinsate |  |  | 420 | ppm |  |  |  | 72 |  | 50 | liquid | steady-state conditions | 1.3 |  |  | 6 | LR | [5 empty] | 6
Xu 2008 Ictivation of Bacillus anthracis spores by a combition of biocides and heating under high temperature short-time pasteurization conditions |  | Liquid Suspension | CFU/mL | 1000000000 | [6 empty] | no rinsate |  |  | 420 | ppm |  |  |  | 72 |  | 50 | liquid | steady-state conditions | 0.6 |  |  | 6 | LR | [5 empty] | 6
Xu 2008 Ictivation of Bacillus anthracis spores by a combition of biocides and heating under high temperature short-time pasteurization conditions |  | Liquid Suspension | CFU/mL | 1000000000 | [6 empty] | no rinsate |  |  | 0 | ppm |  |  |  | 80 |  | 50 | liquid | steady-state conditions | 432 |  |  | 6 | LR | [5 empty] | 6
Xu 2008 Ictivation of Bacillus anthracis spores by a combition of biocides and heating under high temperature short-time pasteurization conditions |  | Liquid Suspension | CFU/mL | 1000000000 | [6 empty] | no rinsate |  |  | 250 | ppm |  |  |  | 80 |  | 50 | liquid | steady-state conditions | 0.6 |  |  | 6 | LR | [5 empty] | 6
Xu 2008 Ictivation of Bacillus anthracis spores by a combition of biocides and heating under high temperature short-time pasteurization conditions |  | Liquid Suspension | CFU/mL | 1000000000 | [6 empty] | no rinsate |  |  | 250 | ppm |  |  |  | 80 |  | 50 | liquid | steady-state conditions | 0.3 |  |  | 6 | LR | [5 empty] | 6
Xu 2008 Ictivation of Bacillus anthracis spores by a combition of biocides and heating under high temperature short-time pasteurization conditions |  | Liquid Suspension | CFU/mL | 1000000000 | [6 empty] | no rinsate |  |  | 420 | ppm |  |  |  | 80 |  | 50 | liquid | steady-state conditions | 0.8 |  |  | 6 | LR | [5 empty] | 6
Xu 2008 Ictivation of Bacillus anthracis spores by a combition of biocides and heating under high temperature short-time pasteurization conditions |  | Liquid Suspension | CFU/mL | 1000000000 | [6 empty] | no rinsate |  |  | 420 | ppm |  |  |  | 80 |  | 50 | liquid | steady-state conditions | 0.6 |  |  | 6 | LR | [5 empty] | 6
Xu 2008 Ictivation of Bacillus anthracis spores by a combition of biocides and heating under high temperature short-time pasteurization conditions |  | Liquid Suspension | CFU/mL | 1000000000 | [6 empty] | no rinsate |  |  | 420 | ppm |  |  |  | 80 |  | 50 | liquid | steady-state conditions | 0.6 |  |  | 6 | LR | [5 empty] | 6
Xu 2008 Ictivation of Bacillus anthracis spores by a combition of biocides and heating under high temperature short-time pasteurization conditions |  | Liquid Suspension | CFU/mL | 1000000000 | [6 empty] | no rinsate |  |  | 420 | ppm |  |  |  | 80 |  | 50 | liquid | steady-state conditions | 0.3 |  |  | 6 | LR | [5 empty] | 6
Rogers 2006 A prelimiry assessment of Bacillus anthracis spore ictivation using an electrochemically activated solution (ECASOL (TM)) |  | Liquid Suspension |  |  |  |  | 1 | mL | 1e-06 | m^3 | no rinsate |  |  | 400 | FAC ppm (FAC mg/L) |  |  |  | 25 |  | 50 | water (ECA1) | steady-state conditions | 30 |  |  | 7.5 | LR | 0.01 | SD |  |  |  | 3 | [12 empty] | /mL
Rogers 2006 A prelimiry assessment of Bacillus anthracis spore ictivation using an electrochemically activated solution (ECASOL (TM)) |  | Liquid Suspension |  |  |  |  | 1 | mL | 1e-06 | m^3 | no rinsate |  |  | 377 | FAC ppm (FAC mg/L) |  |  |  | 25 |  | 50 | water (ECA2) | steady-state conditions | 30 |  |  | 7.4 | LR | 1.93 | SD |  |  |  | 3 | [12 empty] | /mL
Rogers 2006 A prelimiry assessment of Bacillus anthracis spore ictivation using an electrochemically activated solution (ECASOL (TM)) |  | Liquid Suspension |  |  |  |  | 1 | mL | 1e-06 | m^3 | no rinsate |  |  | 412 | FAC ppm (FAC mg/L) |  |  |  | 25 |  | 50 | water (ECA3) | steady-state conditions | 30 |  |  | 7.9 | LR | 0.38 | SD |  |  |  | 3 | [12 empty] | /mL
Rogers 2006 A prelimiry assessment of Bacillus anthracis spore ictivation using an electrochemically activated solution (ECASOL (TM)) |  | Liquid Suspension |  |  |  |  | 1 | mL | 1e-06 | m^3 | no rinsate |  |  | 303 | FAC ppm (FAC mg/L) |  |  |  | 25 |  | 50 | water (ECA4) | steady-state conditions | 30 |  |  | 7.9 | LR | 0.21 | SD |  |  |  | 3 | [12 empty] | /mL
Rogers 2006 A prelimiry assessment of Bacillus anthracis spore ictivation using an electrochemically activated solution (ECASOL (TM)) |  | Liquid Suspension |  |  |  |  | 1 | mL | 1e-06 | m^3 | no rinsate |  |  | 466 | FAC ppm (FAC mg/L) |  |  |  | 25 |  | 50 | water (ECA5) | steady-state conditions | 30 |  |  | 7.98 | LR | 0.02 | SD |  |  |  | 3 | [12 empty] | /mL
Rogers 2006 A prelimiry assessment of Bacillus anthracis spore ictivation using an electrochemically activated solution (ECASOL (TM)) |  | Liquid Suspension |  |  |  |  | 1 | mL | 1e-06 | m^3 | no rinsate |  |  | 400 | FAC ppm (FAC mg/L) |  |  |  | 25 |  | 50 | water (ECA1) | steady-state conditions | 30 |  |  | 7.75 | LR | 0.25 | SD |  |  |  | 3 | [12 empty] | /mL
Rogers 2006 A prelimiry assessment of Bacillus anthracis spore ictivation using an electrochemically activated solution (ECASOL (TM)) |  | Liquid Suspension |  |  |  |  | 1 | mL | 1e-06 | m^3 | no rinsate |  |  | 377 | FAC ppm (FAC mg/L) |  |  |  | 25 |  | 50 | water (ECA2) | steady-state conditions | 30 |  |  | 7.98 | LR | 0.15 | SD |  |  |  | 3 | [12 empty] | /mL
Rogers 2006 A prelimiry assessment of Bacillus anthracis spore ictivation using an electrochemically activated solution (ECASOL (TM)) |  | Liquid Suspension |  |  |  |  | 1 | mL | 1e-06 | m^3 | no rinsate |  |  | 412 | FAC ppm (FAC mg/L) |  |  |  | 25 |  | 50 | water (ECA3) | steady-state conditions | 30 |  |  | 7.79 | LR | 0.515 | SD |  |  |  | 3 | [12 empty] | /mL
Rogers 2006 A prelimiry assessment of Bacillus anthracis spore ictivation using an electrochemically activated solution (ECASOL (TM)) |  | Liquid Suspension |  |  |  |  | 1 | mL | 1e-06 | m^3 | no rinsate |  |  | 303 | FAC ppm (FAC mg/L) |  |  |  | 25 |  | 50 | water (ECA4) | steady-state conditions | 30 |  |  | 7.33 | LR | 0.59 | SD |  |  |  | 3 | [12 empty] | /mL
Rogers 2006 A prelimiry assessment of Bacillus anthracis spore ictivation using an electrochemically activated solution (ECASOL (TM)) |  | Liquid Suspension |  |  |  |  | 1 | mL | 1e-06 | m^3 | no rinsate |  |  | 466 | FAC ppm (FAC mg/L) |  |  |  | 25 |  | 50 | water (ECA5) | steady-state conditions | 30 |  |  | 7.79 | LR | 0.02 | SD |  |  |  | 3 | [12 empty] | /mL
Delcomyn 2005 Ictivation of Biological Agents Using Neutral Oxone-Chloride Solutions |  | Liquid Suspension | CFU/mL | 10000000 |  |  | 10 | mL | 1e-05 | m^3 |  |  |  | 10 | % w/v |  |  |  | 22 |  | 50 | aqueous suspension | time before neutralization | 0.011631 |  |  | 3.9125 | LR |  | SD |  |  |  | 3 | [12 empty] | /mL
Delcomyn 2005 Ictivation of Biological Agents Using Neutral Oxone-Chloride Solutions |  | Liquid Suspension | CFU/mL | 10000000 |  |  | 10 | mL | 1e-05 | m^3 |  |  |  | 10 | % w/v |  |  |  | 22 |  | 50 | aqueous suspension | time before neutralization | 0.084202 |  |  | 5.3602 | LR |  | SD |  |  |  | 3 | [12 empty] | /mL
Delcomyn 2005 Ictivation of Biological Agents Using Neutral Oxone-Chloride Solutions |  | Liquid Suspension | CFU/mL | 10000000 |  |  | 10 | mL | 1e-05 | m^3 |  |  |  | 10 | % w/v |  |  |  | 22 |  | 50 | aqueous suspension | time before neutralization | 0.16687 |  |  | 7.4354 | LR |  | SD |  |  |  | 3 | [12 empty] | /mL
Delcomyn 2005 Ictivation of Biological Agents Using Neutral Oxone-Chloride Solutions |  | Liquid Suspension | CFU/mL | 10000000 |  |  | 10 | mL | 1e-05 | m^3 |  |  |  | 10 | % w/v |  |  |  | 22 |  | 50 | aqueous suspension | time before neutralization | 0.50347 |  |  | 7.4327 | LR |  | SD |  |  |  | 3 | [12 empty] | /mL
Delcomyn 2005 Ictivation of Biological Agents Using Neutral Oxone-Chloride Solutions |  | Liquid Suspension | CFU/mL | 10000000 |  |  | 10 | mL | 1e-05 | m^3 |  |  |  | 10 | % w/v |  |  |  | 22 |  | 50 | aqueous suspension | time before neutralization | 1.0002 |  |  | 7.4126 | LR |  | SD |  |  |  | 3 | [12 empty] | /mL
Delcomyn 2005 Ictivation of Biological Agents Using Neutral Oxone-Chloride Solutions |  | Liquid Suspension | CFU/mL | 10000000 |  |  | 10 | mL | 1e-05 | m^3 |  |  |  | 10 | % w/v |  |  |  | 22 |  | 50 | aqueous suspension | time before neutralization | 2.5132 |  |  | 7.3683 | LR |  | SD |  |  |  | 3 | [12 empty] | /mL
Delcomyn 2005 Ictivation of Biological Agents Using Neutral Oxone-Chloride Solutions |  | Liquid Suspension | CFU/mL | 10000000 |  |  | 10 | mL | 1e-05 | m^3 |  |  |  | 10 | % w/v |  |  |  | 22 |  | 50 | aqueous suspension | time before neutralization | 0.0098202 |  |  | 0.034381 | LR |  | SD |  |  |  | 3 | [12 empty] | /mL
Delcomyn 2005 Ictivation of Biological Agents Using Neutral Oxone-Chloride Solutions |  | Liquid Suspension | CFU/mL | 10000000 |  |  | 10 | mL | 1e-05 | m^3 |  |  |  | 10 | % w/v |  |  |  | 22 |  | 50 | aqueous suspension | time before neutralization | 0.15372 |  |  | 0.25851 | LR |  | SD |  |  |  | 3 | [12 empty] | /mL
Delcomyn 2005 Ictivation of Biological Agents Using Neutral Oxone-Chloride Solutions |  | Liquid Suspension | CFU/mL | 10000000 |  |  | 10 | mL | 1e-05 | m^3 |  |  |  | 10 | % w/v |  |  |  | 22 |  | 50 | aqueous suspension | time before neutralization | 0.50016 |  |  | 0.35227 | LR |  | SD |  |  |  | 3 | [12 empty] | /mL
Delcomyn 2005 Ictivation of Biological Agents Using Neutral Oxone-Chloride Solutions |  | Liquid Suspension | CFU/mL | 10000000 |  |  | 10 | mL | 1e-05 | m^3 |  |  |  | 10 | % w/v |  |  |  | 22 |  | 50 | aqueous suspension | time before neutralization | 0.99021 |  |  | 0.026493 | LR |  | SD |  |  |  | 3 | [12 empty] | /mL
Delcomyn 2005 Ictivation of Biological Agents Using Neutral Oxone-Chloride Solutions |  | Liquid Suspension | CFU/mL | 10000000 |  |  | 10 | mL | 1e-05 | m^3 |  |  |  | 10 | % w/v |  |  |  | 22 |  | 50 | aqueous suspension | time before neutralization | 2.4936 |  |  | 0.27187 | LR |  | SD |  |  |  | 3 | [12 empty] | /mL
Delcomyn 2005 Ictivation of Biological Agents Using Neutral Oxone-Chloride Solutions |  | Liquid Suspension | CFU/mL | 100000 |  |  | 10 | mL | 1e-05 | m^3 |  |  |  | 10 | % w/v |  |  |  | 22 |  | 50 | aqueous suspension | time before neutralization | 0.021862 |  |  | 2.8641 | LR |  | SD |  |  |  | 3 | [12 empty] | /mL
Delcomyn 2005 Ictivation of Biological Agents Using Neutral Oxone-Chloride Solutions |  | Liquid Suspension | CFU/mL | 100000 |  |  | 10 | mL | 1e-05 | m^3 |  |  |  | 10 | % w/v |  |  |  | 22 |  | 50 | aqueous suspension | time before neutralization | 0.096257 |  |  | 4.5175 | LR |  | SD |  |  |  | 3 | [12 empty] | /mL
Delcomyn 2005 Ictivation of Biological Agents Using Neutral Oxone-Chloride Solutions |  | Liquid Suspension | CFU/mL | 100000 |  |  | 10 | mL | 1e-05 | m^3 |  |  |  | 10 | % w/v |  |  |  | 22 |  | 50 | aqueous suspension | time before neutralization | 0.18398 |  |  | 5.146 | LR |  | SD |  |  |  | 3 | [12 empty] | /mL
Delcomyn 2005 Ictivation of Biological Agents Using Neutral Oxone-Chloride Solutions |  | Liquid Suspension | CFU/mL | 100000 |  |  | 10 | mL | 1e-05 | m^3 |  |  |  | 10 | % w/v |  |  |  | 22 |  | 50 | aqueous suspension | time before neutralization | 0.49834 |  |  | 5.8335 | LR |  | SD |  |  |  | 3 | [12 empty] | /mL
Delcomyn 2005 Ictivation of Biological Agents Using Neutral Oxone-Chloride Solutions |  | Liquid Suspension | CFU/mL | 100000 |  |  | 10 | mL | 1e-05 | m^3 |  |  |  | 10 | % w/v |  |  |  | 22 |  | 50 | aqueous suspension | time before neutralization | 1.0214 |  |  | 5.8023 | LR |  | SD |  |  |  | 3 | [12 empty] | /mL
Delcomyn 2005 Ictivation of Biological Agents Using Neutral Oxone-Chloride Solutions |  | Liquid Suspension | CFU/mL | 100000 |  |  | 10 | mL | 1e-05 | m^3 |  |  |  | 10 | % w/v |  |  |  | 22 |  | 50 | aqueous suspension | time before neutralization | 2.5142 |  |  | 5.7839 | LR |  | SD |  |  |  | 3 | [12 empty] | /mL
Delcomyn 2005 Ictivation of Biological Agents Using Neutral Oxone-Chloride Solutions |  | Liquid Suspension | CFU/mL | 100000 |  |  | 10 | mL | 1e-05 | m^3 |  |  |  | 10 | % w/v |  |  |  | 22 |  | 50 | aqueous suspension | time before neutralization | 0.0052676 |  |  | 0.11118 | LR |  | SD |  |  |  | 3 | [12 empty] | /mL
Delcomyn 2005 Ictivation of Biological Agents Using Neutral Oxone-Chloride Solutions |  | Liquid Suspension | CFU/mL | 100000 |  |  | 10 | mL | 1e-05 | m^3 |  |  |  | 10 | % w/v |  |  |  | 22 |  | 50 | aqueous suspension | time before neutralization | 0.078757 |  |  | 0.15965 | LR |  | SD |  |  |  | 3 | [12 empty] | /mL
Delcomyn 2005 Ictivation of Biological Agents Using Neutral Oxone-Chloride Solutions |  | Liquid Suspension | CFU/mL | 100000 |  |  | 10 | mL | 1e-05 | m^3 |  |  |  | 10 | % w/v |  |  |  | 22 |  | 50 | aqueous suspension | time before neutralization | 0.15518 |  |  | 0.10933 | LR |  | SD |  |  |  | 3 | [12 empty] | /mL
Delcomyn 2005 Ictivation of Biological Agents Using Neutral Oxone-Chloride Solutions |  | Liquid Suspension | CFU/mL | 100000 |  |  | 10 | mL | 1e-05 | m^3 |  |  |  | 10 | % w/v |  |  |  | 22 |  | 50 | aqueous suspension | time before neutralization | 0.49026 |  |  | 0.16692 | LR |  | SD |  |  |  | 3 | [12 empty] | /mL
Delcomyn 2005 Ictivation of Biological Agents Using Neutral Oxone-Chloride Solutions |  | Liquid Suspension | CFU/mL | 100000 |  |  | 10 | mL | 1e-05 | m^3 |  |  |  | 10 | % w/v |  |  |  | 22 |  | 50 | aqueous suspension | time before neutralization | 0.99795 |  |  | 0.37053 | LR |  | SD |  |  |  | 3 | [12 empty] | /mL
Delcomyn 2005 Ictivation of Biological Agents Using Neutral Oxone-Chloride Solutions |  | Liquid Suspension | CFU/mL | 100000 |  |  | 10 | mL | 1e-05 | m^3 |  |  |  | 10 | % w/v |  |  |  | 22 |  | 50 | aqueous suspension | time before neutralization | 2.4972 |  |  | 0.4014 | LR |  | SD |  |  |  | 3 | [12 empty] | /mL
Delcomyn 2005 Ictivation of Biological Agents Using Neutral Oxone-Chloride Solutions |  | Liquid Suspension | CFU/mL | 100000 |  |  | 10 | mL | 1e-05 | m^3 |  |  |  | 10 | % w/v |  |  |  | -5 |  | 50 | aqueous suspension | time before neutralization | 10 |  |  | 5.5108 | LR |  | SD |  |  |  | 3 | [12 empty] | /mL
Delcomyn 2005 Ictivation of Biological Agents Using Neutral Oxone-Chloride Solutions |  | Liquid Suspension | CFU/mL | 100000 |  |  | 10 | mL | 1e-05 | m^3 |  |  |  | 10 | % w/v |  |  |  | 10 |  | 50 | aqueous suspension | time before neutralization | 10 |  |  | 6.0743 | LR |  | SD |  |  |  | 3 | [12 empty] | /mL
Delcomyn 2005 Ictivation of Biological Agents Using Neutral Oxone-Chloride Solutions |  | Liquid Suspension | CFU/mL | 100000 |  |  | 10 | mL | 1e-05 | m^3 |  |  |  | 10 | % w/v |  |  |  | 22 |  | 50 | aqueous suspension | time before neutralization | 10 |  |  | 6.1533 | LR |  | SD |  |  |  | 3 | [12 empty] | /mL
Delcomyn 2005 Ictivation of Biological Agents Using Neutral Oxone-Chloride Solutions |  | Liquid Suspension | CFU/mL | 100000 |  |  | 10 | mL | 1e-05 | m^3 |  |  |  | 10 | % w/v |  |  |  | 55 |  | 50 | aqueous suspension | time before neutralization | 10 |  |  | 5.4862 | LR |  | SD |  |  |  | 3 | [12 empty] | /mL
Delcomyn 2005 Ictivation of Biological Agents Using Neutral Oxone-Chloride Solutions |  | Liquid Suspension | CFU/mL | 100000 |  |  | 10 | mL | 1e-05 | m^3 |  |  |  | 10 | % w/v |  |  |  | -5 |  | 50 | aqueous suspension | time before neutralization | 10 |  |  | 5.2338 | LR |  | SD |  |  |  | 3 | [12 empty] | /mL
Delcomyn 2005 Ictivation of Biological Agents Using Neutral Oxone-Chloride Solutions |  | Liquid Suspension | CFU/mL | 100000 |  |  | 10 | mL | 1e-05 | m^3 |  |  |  | 10 | % w/v |  |  |  | 10 |  | 50 | aqueous suspension | time before neutralization | 10 |  |  | 6.0998 | LR |  | SD |  |  |  | 3 | [12 empty] | /mL
Delcomyn 2005 Ictivation of Biological Agents Using Neutral Oxone-Chloride Solutions |  | Liquid Suspension | CFU/mL | 100000 |  |  | 10 | mL | 1e-05 | m^3 |  |  |  | 10 | % w/v |  |  |  | 22 |  | 50 | aqueous suspension | time before neutralization | 10 |  |  | 6.0984 | LR |  | SD |  |  |  | 3 | [12 empty] | /mL
Delcomyn 2005 Ictivation of Biological Agents Using Neutral Oxone-Chloride Solutions |  | Liquid Suspension | CFU/mL | 100000 |  |  | 10 | mL | 1e-05 | m^3 |  |  |  | 10 | % w/v |  |  |  | 55 |  | 50 | aqueous suspension | time before neutralization | 10 |  |  | 5.4512 | LR |  | SD |  |  |  | 3 | [12 empty] | /mL
Delcomyn 2005 Ictivation of Biological Agents Using Neutral Oxone-Chloride Solutions |  | Liquid Suspension | CFU/mL | 100000 |  |  | 10 | mL | 1e-05 | m^3 |  |  |  | 6 | wt% |  |  |  | -5 |  | 50 | aqueous suspension | time before neutralization | 10 |  |  | 0.32439 | LR |  | SD |  |  |  | 3 | [12 empty] | /mL
Delcomyn 2005 Ictivation of Biological Agents Using Neutral Oxone-Chloride Solutions |  | Liquid Suspension | CFU/mL | 100000 |  |  | 10 | mL | 1e-05 | m^3 |  |  |  | 6 | wt% |  |  |  | 10 |  | 50 | aqueous suspension | time before neutralization | 10 |  |  | 2.0981 | LR |  | SD |  |  |  | 3 | [12 empty] | /mL
Delcomyn 2005 Ictivation of Biological Agents Using Neutral Oxone-Chloride Solutions |  | Liquid Suspension | CFU/mL | 100000 |  |  | 10 | mL | 1e-05 | m^3 |  |  |  | 6 | wt% |  |  |  | 22 |  | 50 | aqueous suspension | time before neutralization | 10 |  |  | 5.0016 | LR |  | SD |  |  |  | 3 | [12 empty] | /mL
Delcomyn 2005 Ictivation of Biological Agents Using Neutral Oxone-Chloride Solutions |  | Liquid Suspension | CFU/mL | 100000 |  |  | 10 | mL | 1e-05 | m^3 |  |  |  | 6 | wt% |  |  |  | 55 |  | 50 | aqueous suspension | time before neutralization | 10 |  |  | 5.4036 | LR |  | SD |  |  |  | 3 | [12 empty] | /mL
Delcomyn 2005 Ictivation of Biological Agents Using Neutral Oxone-Chloride Solutions |  | Liquid Suspension | CFU/mL | 100000 |  |  | 10 | mL | 1e-05 | m^3 |  |  |  | 0.6 | wt% |  |  |  | -5 |  | 50 | aqueous suspension | time before neutralization | 10 |  |  | 0.27666 | LR |  | SD |  |  |  | 3 | [12 empty] | /mL
Delcomyn 2005 Ictivation of Biological Agents Using Neutral Oxone-Chloride Solutions |  | Liquid Suspension | CFU/mL | 100000 |  |  | 10 | mL | 1e-05 | m^3 |  |  |  | 0.6 | wt% |  |  |  | 10 |  | 50 | aqueous suspension | time before neutralization | 10 |  |  | 0.57798 | LR |  | SD |  |  |  | 3 | [12 empty] | /mL
Delcomyn 2005 Ictivation of Biological Agents Using Neutral Oxone-Chloride Solutions |  | Liquid Suspension | CFU/mL | 100000 |  |  | 10 | mL | 1e-05 | m^3 |  |  |  | 0.6 | wt% |  |  |  | 22 |  | 50 | aqueous suspension | time before neutralization | 10 |  |  | 0.27387 | LR |  | SD |  |  |  | 3 | [12 empty] | /mL
Delcomyn 2005 Ictivation of Biological Agents Using Neutral Oxone-Chloride Solutions |  | Liquid Suspension | CFU/mL | 100000 |  |  | 10 | mL | 1e-05 | m^3 |  |  |  | 0.6 | wt% |  |  |  | 55 |  | 50 | aqueous suspension | time before neutralization | 10 |  |  | 5.4768 | LR |  | SD |  |  |  | 3 | [12 empty] | /mL
Delcomyn 2005 Ictivation of Biological Agents Using Neutral Oxone-Chloride Solutions |  | Liquid Suspension | CFU/mL | 10000000 |  |  | 10 | mL | 1e-05 | m^3 |  |  |  | 10 | % w/v |  |  |  | -5 |  | 50 | aqueous suspension | time before neutralization | 10 |  |  | 8.2346 | LR |  | SD |  |  |  | 3 | [12 empty] | /mL
Delcomyn 2005 Ictivation of Biological Agents Using Neutral Oxone-Chloride Solutions |  | Liquid Suspension | CFU/mL | 10000000 |  |  | 10 | mL | 1e-05 | m^3 |  |  |  | 10 | % w/v |  |  |  | 10 |  | 50 | aqueous suspension | time before neutralization | 10 |  |  | 8.2874 | LR |  | SD |  |  |  | 3 | [12 empty] | /mL
Delcomyn 2005 Ictivation of Biological Agents Using Neutral Oxone-Chloride Solutions |  | Liquid Suspension | CFU/mL | 10000000 |  |  | 10 | mL | 1e-05 | m^3 |  |  |  | 10 | % w/v |  |  |  | 22 |  | 50 | aqueous suspension | time before neutralization | 10 |  |  | 7.8387 | LR |  | SD |  |  |  | 3 | [12 empty] | /mL
Delcomyn 2005 Ictivation of Biological Agents Using Neutral Oxone-Chloride Solutions |  | Liquid Suspension | CFU/mL | 10000000 |  |  | 10 | mL | 1e-05 | m^3 |  |  |  | 10 | % w/v |  |  |  | 55 |  | 50 | aqueous suspension | time before neutralization | 10 |  |  | 8.0499 | LR |  | SD |  |  |  | 3 | [12 empty] | /mL
Delcomyn 2005 Ictivation of Biological Agents Using Neutral Oxone-Chloride Solutions |  | Liquid Suspension | CFU/mL | 10000000 |  |  | 10 | mL | 1e-05 | m^3 |  |  |  | 10 | % w/v |  |  |  | -5 |  | 50 | aqueous suspension | time before neutralization | 10 |  |  | 7.1789 | LR |  | SD |  |  |  | 3 | [12 empty] | /mL
Delcomyn 2005 Ictivation of Biological Agents Using Neutral Oxone-Chloride Solutions |  | Liquid Suspension | CFU/mL | 10000000 |  |  | 10 | mL | 1e-05 | m^3 |  |  |  | 10 | % w/v |  |  |  | 10 |  | 50 | aqueous suspension | time before neutralization | 10 |  |  | 7.3109 | LR |  | SD |  |  |  | 3 | [12 empty] | /mL
Delcomyn 2005 Ictivation of Biological Agents Using Neutral Oxone-Chloride Solutions |  | Liquid Suspension | CFU/mL | 10000000 |  |  | 10 | mL | 1e-05 | m^3 |  |  |  | 10 | % w/v |  |  |  | 22 |  | 50 | aqueous suspension | time before neutralization | 10 |  |  | 5.8065 | LR |  | SD |  |  |  | 3 | [12 empty] | /mL
Delcomyn 2005 Ictivation of Biological Agents Using Neutral Oxone-Chloride Solutions |  | Liquid Suspension | CFU/mL | 10000000 |  |  | 10 | mL | 1e-05 | m^3 |  |  |  | 10 | % w/v |  |  |  | 55 |  | 50 | aqueous suspension | time before neutralization | 10 |  |  | 8.4985 | LR |  | SD |  |  |  | 3 | [12 empty] | /mL
Delcomyn 2005 Ictivation of Biological Agents Using Neutral Oxone-Chloride Solutions |  | Liquid Suspension | CFU/mL | 10000000 |  |  | 10 | mL | 1e-05 | m^3 |  |  |  | 6 | wt% |  |  |  | -5 |  | 50 | aqueous suspension | time before neutralization | 10 |  |  | 3.3255 | LR |  | SD |  |  |  | 3 | [12 empty] | /mL
Delcomyn 2005 Ictivation of Biological Agents Using Neutral Oxone-Chloride Solutions |  | Liquid Suspension | CFU/mL | 10000000 |  |  | 10 | mL | 1e-05 | m^3 |  |  |  | 6 | wt% |  |  |  | 10 |  | 50 | aqueous suspension | time before neutralization | 10 |  |  | 8.0499 | LR |  | SD |  |  |  | 3 | [12 empty] | /mL
Delcomyn 2005 Ictivation of Biological Agents Using Neutral Oxone-Chloride Solutions |  | Liquid Suspension | CFU/mL | 10000000 |  |  | 10 | mL | 1e-05 | m^3 |  |  |  | 6 | wt% |  |  |  | 22 |  | 50 | aqueous suspension | time before neutralization | 10 |  |  | 7.8651 | LR |  | SD |  |  |  | 3 | [12 empty] | /mL
Delcomyn 2005 Ictivation of Biological Agents Using Neutral Oxone-Chloride Solutions |  | Liquid Suspension | CFU/mL | 10000000 |  |  | 10 | mL | 1e-05 | m^3 |  |  |  | 6 | wt% |  |  |  | 55 |  | 50 | aqueous suspension | time before neutralization | 10 |  |  | 8.4985 | LR |  | SD |  |  |  | 3 | [12 empty] | /mL
Delcomyn 2005 Ictivation of Biological Agents Using Neutral Oxone-Chloride Solutions |  | Liquid Suspension | CFU/mL | 10000000 |  |  | 10 | mL | 1e-05 | m^3 |  |  |  | 0.6 | wt% |  |  |  | -5 |  | 50 | aqueous suspension | time before neutralization | 10 |  |  | 0.079179 | LR |  | SD |  |  |  | 3 | [12 empty] | /mL
Delcomyn 2005 Ictivation of Biological Agents Using Neutral Oxone-Chloride Solutions |  | Liquid Suspension | CFU/mL | 10000000 |  |  | 10 | mL | 1e-05 | m^3 |  |  |  | 0.6 | wt% |  |  |  | 10 |  | 50 | aqueous suspension | time before neutralization | 10 |  |  | 0.21114 | LR |  | SD |  |  |  | 3 | [12 empty] | /mL
Delcomyn 2005 Ictivation of Biological Agents Using Neutral Oxone-Chloride Solutions |  | Liquid Suspension | CFU/mL | 10000000 |  |  | 10 | mL | 1e-05 | m^3 |  |  |  | 0.6 | wt% |  |  |  | 22 |  | 50 | aqueous suspension | time before neutralization | 10 |  |  | 0.23754 | LR |  | SD |  |  |  | 3 | [12 empty] | /mL
Delcomyn 2005 Ictivation of Biological Agents Using Neutral Oxone-Chloride Solutions |  | Liquid Suspension | CFU/mL | 10000000 |  |  | 10 | mL | 1e-05 | m^3 |  |  |  | 0.6 | wt% |  |  |  | 55 |  | 50 | aqueous suspension | time before neutralization | 10 |  |  | 8.5249 | LR |  | SD |  |  |  | 3 | [12 empty] | /mL
Delcomyn 2005 Ictivation of Biological Agents Using Neutral Oxone-Chloride Solutions |  | Liquid Suspension | CFU/mL | 10000000 |  |  | 10 | mL | 1e-05 | m^3 |  |  |  | 10 | % w/v |  |  |  | 22 |  | 50 | aqueous suspension | time before neutralization | 0.16667 |  |  | 7.93 | LR |  | SD |  |  |  | 3 | [12 empty] | /mL
Delcomyn 2005 Ictivation of Biological Agents Using Neutral Oxone-Chloride Solutions |  | Liquid Suspension | CFU/mL | 10000000 |  |  | 10 | mL | 1e-05 | m^3 |  |  |  | 10 | % w/v |  |  |  | 22 |  | 50 | aqueous suspension | time before neutralization | 0.16667 |  |  | 7.93 | LR |  | SD |  |  |  | 3 | [12 empty] | /mL
Delcomyn 2005 Ictivation of Biological Agents Using Neutral Oxone-Chloride Solutions |  | Liquid Suspension | CFU/mL | 10000000 |  |  | 10 | mL | 1e-05 | m^3 |  |  |  | 10 | % w/v |  |  |  | 22 |  | 50 | aqueous suspension | time before neutralization | 0.16667 |  |  | 7.47 | LR |  | SD |  |  |  | 3 | [12 empty] | /mL
Delcomyn 2005 Ictivation of Biological Agents Using Neutral Oxone-Chloride Solutions |  | Liquid Suspension | CFU/mL | 10000000 |  |  | 10 | mL | 1e-05 | m^3 |  |  |  | 10 | % w/v |  |  |  | 22 |  | 50 | aqueous suspension | time before neutralization | 0.16667 | 4 |  | 0.95 | LR |  | SD |  |  |  | 3 | [12 empty] | /mL
Delcomyn 2005 Ictivation of Biological Agents Using Neutral Oxone-Chloride Solutions |  | Liquid Suspension | CFU/mL | 10000000 |  |  | 10 | mL | 1e-05 | m^3 |  |  |  | 0.6 | wt% |  |  |  | 22 |  | 50 | aqueous suspension | time before neutralization | 0.16667 | 4 |  | 8.08 | LR |  | SD |  |  |  | 3 | [12 empty] | /mL
Delcomyn 2005 Ictivation of Biological Agents Using Neutral Oxone-Chloride Solutions |  | Liquid Suspension | CFU/mL | 100000000 |  |  | 10 | mL | 1e-05 | m^3 |  |  |  | 10 | % w/v |  |  |  | 22 |  | 50 | aqueous suspension | time before neutralization | 10 | 4 |  | 8.7 | LR |  | SD |  |  |  | 1 | [12 empty] | /mL
Acosta-Gío 2005 Sporicidal activity in liquid chemical products to sterilize or high-level disinfect medical and dental instruments |  | Liquid Suspension |  |  |  |  | 50 | mL | 5e-05 | m^3 | no rinsate |  | manufacturer labeling | 0.63 | % ambiguous |  |  |  | 25 |  | 50 | aqueous suspension | time in suspension | 600 | 4 |  | 0 | QualPos | [5 empty] | 3 | [12 empty] | /mL |  |  |  | 0
Acosta-Gío 2005 Sporicidal activity in liquid chemical products to sterilize or high-level disinfect medical and dental instruments |  | Liquid Suspension |  |  |  |  | 50 | mL | 5e-05 | m^3 | no rinsate |  | manufacturer labeling | 2.5 | % ambiguous |  |  |  | 25 |  | 50 | aqueous suspension | time in suspension | 600 | 4 |  | 0 | QualPos | [5 empty] | 3 | [12 empty] | /mL |  |  |  | 0
Acosta-Gío 2005 Sporicidal activity in liquid chemical products to sterilize or high-level disinfect medical and dental instruments |  | Liquid Suspension |  |  |  |  | 50 | mL | 5e-05 | m^3 | no rinsate |  | manufacturer labeling | 2 | % ambiguous |  |  |  | 25 |  | 50 | aqueous suspension | time in suspension | 600 | 4 |  | 0 | QualPos | [5 empty] | 3 | [12 empty] | /mL |  |  |  | 0
Acosta-Gío 2005 Sporicidal activity in liquid chemical products to sterilize or high-level disinfect medical and dental instruments |  | Liquid Suspension |  |  |  |  | 50 | mL | 5e-05 | m^3 | no rinsate |  | manufacturer labeling | 2 | % ambiguous |  |  |  | 25 |  | 50 | aqueous suspension | time in suspension | 600 | 4 |  | 0 | QualPos | [5 empty] | 3 | [12 empty] | /mL |  |  |  | 0
Acosta-Gío 2005 Sporicidal activity in liquid chemical products to sterilize or high-level disinfect medical and dental instruments |  | Liquid Suspension |  |  |  |  | 50 | mL | 5e-05 | m^3 | no rinsate |  | manufacturer labeling | 80 | FAC ppm (FAC mg/L) |  |  |  | 25 |  | 50 | aqueous suspension | time in suspension | 600 | 4 |  | 0 | QualPos | [5 empty] | 3 | [12 empty] | /mL |  |  |  | 0
Acosta-Gío 2005 Sporicidal activity in liquid chemical products to sterilize or high-level disinfect medical and dental instruments |  | Liquid Suspension |  |  |  |  | 50 | mL | 5e-05 | m^3 | no rinsate |  | manufacturer labeling | 7.5 | % ambiguous |  |  |  | 25 |  | 50 | aqueous suspension | time in suspension | 360 | 4 |  | 0 | QualPos | [5 empty] | 3 | [12 empty] | /mL |  |  |  | 0
Acosta-Gío 2005 Sporicidal activity in liquid chemical products to sterilize or high-level disinfect medical and dental instruments |  | Liquid Suspension |  |  |  |  | 50 | mL | 5e-05 | m^3 | no rinsate |  | manufacturer labeling | 0.048 | % ambiguous |  |  |  | 25 |  | 50 | aqueous suspension | time in suspension | 600 | 4 |  | 0 | QualPos | [5 empty] | 3 | [12 empty] | /mL |  |  |  | 0
Acosta-Gío 2005 Sporicidal activity in liquid chemical products to sterilize or high-level disinfect medical and dental instruments |  | Liquid Suspension |  |  |  |  | 50 | mL | 5e-05 | m^3 | no rinsate |  | manufacturer labeling | 0.55 | % ambiguous |  |  |  | 25 |  | 50 | aqueous suspension | time in suspension | 600 | 1 | [8 empty] | 3 | [12 empty] | /mL
Loshon 2001 Alysis of the killing of spores of Bacillus subtilis by a new disinfectant, Sterilox® |  | Liquid Suspension | [11 empty] | 24 | FAC ppm (FAC mg/L) |  |  |  | 25 |  | 50 | aqueous | time in suspension |  | 1 |  | 101.3339 | %Surv | [5 empty] | >2
Loshon 2001 Alysis of the killing of spores of Bacillus subtilis by a new disinfectant, Sterilox® |  | Liquid Suspension | [11 empty] | 24 | FAC ppm (FAC mg/L) |  |  |  | 25 |  | 50 | aqueous | time in suspension | 1.9956 | 2 |  | 89.4126 | %Surv | [5 empty] | >2
Loshon 2001 Alysis of the killing of spores of Bacillus subtilis by a new disinfectant, Sterilox® |  | Liquid Suspension | [11 empty] | 24 | FAC ppm (FAC mg/L) |  |  |  | 25 |  | 50 | aqueous | time in suspension | 4.9667 | 1 |  | 66.1906 | %Surv | [5 empty] | >2
Loshon 2001 Alysis of the killing of spores of Bacillus subtilis by a new disinfectant, Sterilox® |  | Liquid Suspension | [11 empty] | 24 | FAC ppm (FAC mg/L) |  |  |  | 25 |  | 50 | aqueous | time in suspension | 7.9823 | 2 |  | 20.3535 | %Surv | [5 empty] | >2
Loshon 2001 Alysis of the killing of spores of Bacillus subtilis by a new disinfectant, Sterilox® |  | Liquid Suspension | [11 empty] | 24 | FAC ppm (FAC mg/L) |  |  |  | 25 |  | 50 | aqueous | time in suspension | 10.9313 | 2 |  | 0.79544 | %Surv | [5 empty] | >2
Loshon 2001 Alysis of the killing of spores of Bacillus subtilis by a new disinfectant, Sterilox® |  | Liquid Suspension | [11 empty] | 24 | FAC ppm (FAC mg/L) |  |  |  | 25 |  | 50 | aqueous | time in suspension |  | 2 |  | 107.513 | %Surv | [5 empty] | >2
Loshon 2001 Alysis of the killing of spores of Bacillus subtilis by a new disinfectant, Sterilox® |  | Liquid Suspension | [11 empty] | 24 | FAC ppm (FAC mg/L) |  |  |  | 25 |  | 50 | aqueous | time in suspension | 0.96904 | 1 |  | 90.0134 | %Surv | [5 empty] | >2
Loshon 2001 Alysis of the killing of spores of Bacillus subtilis by a new disinfectant, Sterilox® |  | Liquid Suspension | [11 empty] | 24 | FAC ppm (FAC mg/L) |  |  |  | 25 |  | 50 | aqueous | time in suspension | 1.9208 | 2 |  | 100.6991 | %Surv | [5 empty] | >2
Loshon 2001 Alysis of the killing of spores of Bacillus subtilis by a new disinfectant, Sterilox® |  | Liquid Suspension | [11 empty] | 24 | FAC ppm (FAC mg/L) |  |  |  | 25 |  | 50 | aqueous | time in suspension | 4.9567 | 1 |  | 3.1701 | %Surv | [5 empty] | >2
Loshon 2001 Alysis of the killing of spores of Bacillus subtilis by a new disinfectant, Sterilox® |  | Liquid Suspension | [11 empty] | 24 | FAC ppm (FAC mg/L) |  |  |  | 25 |  | 50 | aqueous | time in suspension | 7.9725 | 2 |  | 0.25216 | %Surv | [5 empty] | >2
Loshon 2001 Alysis of the killing of spores of Bacillus subtilis by a new disinfectant, Sterilox® |  | Liquid Suspension | [11 empty] | 2.4 | FAC ppm (FAC mg/L) |  |  |  | 25 |  | 50 | aqueous | time in suspension |  | 2 |  | 93.5617 | %Surv | [5 empty] | >2
Loshon 2001 Alysis of the killing of spores of Bacillus subtilis by a new disinfectant, Sterilox® |  | Liquid Suspension | [11 empty] | 2.4 | FAC ppm (FAC mg/L) |  |  |  | 25 |  | 50 | aqueous | time in suspension | 0.49668 | 2 |  | 94.8153 | %Surv | [5 empty] | >2
Loshon 2001 Alysis of the killing of spores of Bacillus subtilis by a new disinfectant, Sterilox® |  | Liquid Suspension | [11 empty] | 2.4 | FAC ppm (FAC mg/L) |  |  |  | 25 |  | 50 | aqueous | time in suspension | 1.5005 | 2 |  | 96.0857 | %Surv | [5 empty] | >2
Loshon 2001 Alysis of the killing of spores of Bacillus subtilis by a new disinfectant, Sterilox® |  | Liquid Suspension | [11 empty] | 2.4 | FAC ppm (FAC mg/L) |  |  |  | 25 |  | 50 | aqueous | time in suspension | 3.0005 | 2 |  | 96.0857 | %Surv | [5 empty] | >2
Loshon 2001 Alysis of the killing of spores of Bacillus subtilis by a new disinfectant, Sterilox® |  | Liquid Suspension | [11 empty] | 2.4 | FAC ppm (FAC mg/L) |  |  |  | 25 |  | 50 | aqueous | time in suspension | 6.0005 | 2 |  | 96.0857 | %Surv | [5 empty] | >2
Loshon 2001 Alysis of the killing of spores of Bacillus subtilis by a new disinfectant, Sterilox® |  | Liquid Suspension | [11 empty] | 240 | FAC ppm (FAC mg/L) |  |  |  | 25 |  | 50 | aqueous | time in suspension | 5 | 2 | > | 5 | LR | [5 empty] | >2 | [16 empty] | 0 | 5
Addae 2014 Investigation of antimicrobial activity of photothermal therapeutic gold/copper sulfide core/shell noparticles to bacterial spores and cells |  | Liquid Suspension |  |  |  |  | 1 | mL | 1e-06 | m^3 | no rinsate |  |  | 8.3e-07 | M |  |  | 0 | 25 |  | 50 | DI water | steady-state conditions | 60 | 2 |  | 0.84 | SurvFrac | [18 empty] | /mL
Addae 2014 Investigation of antimicrobial activity of photothermal therapeutic gold/copper sulfide core/shell noparticles to bacterial spores and cells |  | Liquid Suspension |  |  |  |  | 1 | mL | 1e-06 | m^3 | no rinsate |  |  | 8.3e-07 | M |  |  | 0 | 25 |  | 50 | DI water | steady-state conditions | 360 | 2 |  | 0.8 | SurvFrac | [18 empty] | /mL
Addae 2014 Investigation of antimicrobial activity of photothermal therapeutic gold/copper sulfide core/shell noparticles to bacterial spores and cells |  | Liquid Suspension |  |  |  |  | 1 | mL | 1e-06 | m^3 | no rinsate |  |  | 8.3e-07 | M |  |  | 0 | 25 |  | 50 | DI water | steady-state conditions | 1440 | 2 |  | 0.82 | SurvFrac | [18 empty] | /mL
Addae 2014 Investigation of antimicrobial activity of photothermal therapeutic gold/copper sulfide core/shell noparticles to bacterial spores and cells |  | Liquid Suspension |  |  |  |  | 1 | mL | 1e-06 | m^3 | no rinsate |  |  | 4.15e-06 | M |  |  | 0 | 25 |  | 50 | DI water | steady-state conditions | 60 | 3 |  | 0.83 | SurvFrac | [18 empty] | /mL
Addae 2014 Investigation of antimicrobial activity of photothermal therapeutic gold/copper sulfide core/shell noparticles to bacterial spores and cells |  | Liquid Suspension |  |  |  |  | 1 | mL | 1e-06 | m^3 | no rinsate |  |  | 4.15e-06 | M |  |  | 0 | 25 |  | 50 | DI water | steady-state conditions | 360 | 3 |  | 0.77 | SurvFrac | [18 empty] | /mL
Addae 2014 Investigation of antimicrobial activity of photothermal therapeutic gold/copper sulfide core/shell noparticles to bacterial spores and cells |  | Liquid Suspension |  |  |  |  | 1 | mL | 1e-06 | m^3 | no rinsate |  |  | 4.15e-06 | M |  |  | 0 | 25 |  | 50 | DI water | steady-state conditions | 1440 | 3 |  | 0.79 | SurvFrac | [18 empty] | /mL
Uhm 2007 A decontamition study of simulated chemical and biological agents | 40% ethanol as organic burden | Liquid Suspension | [11 empty] | 0 |  |  |  |  | 25 |  | 50 | aqueous suspension with 40% ethanol |  | 1 | 3 |  | 0.25 | LR
Uhm 2007 A decontamition study of simulated chemical and biological agents | 40% ethanol as organic burden | Liquid Suspension | [11 empty] | 0 |  |  |  |  | 25 |  | 50 | aqueous suspension with 40% ethanol |  | 3 | 3 |  | 0.25 | LR
Uhm 2007 A decontamition study of simulated chemical and biological agents | 40% ethanol as organic burden | Liquid Suspension | [11 empty] | 0 |  |  |  |  | 25 |  | 50 | aqueous suspension with 40% ethanol |  | 5 | 6 |  | 0.25 | LR
Uhm 2007 A decontamition study of simulated chemical and biological agents | 40% ethanol as organic burden | Liquid Suspension | [11 empty] | 30 | mg/L |  |  |  | 25 |  | 50 | aqueous suspension with 40% ethanol |  | 1 | 3 |  | 2.25 | LR
Uhm 2007 A decontamition study of simulated chemical and biological agents | 40% ethanol as organic burden | Liquid Suspension | [11 empty] | 30 | mg/L |  |  |  | 25 |  | 50 | aqueous suspension with 40% ethanol |  | 3 | 6 |  | 2.25 | LR
Uhm 2007 A decontamition study of simulated chemical and biological agents | 40% ethanol as organic burden | Liquid Suspension | [11 empty] | 30 | mg/L |  |  |  | 25 |  | 50 | aqueous suspension with 40% ethanol |  | 5 | 3 |  | 2.25 | LR
Uhm 2007 A decontamition study of simulated chemical and biological agents | 40% ethanol as organic burden | Liquid Suspension | [11 empty] | 7 | mg/L |  |  |  | 25 |  | 50 | aqueous suspension with 40% ethanol |  | 1 | 3 |  | 4.9 | LR
Uhm 2007 A decontamition study of simulated chemical and biological agents | 40% ethanol as organic burden | Liquid Suspension | [11 empty] | 7 | mg/L |  |  |  | 25 |  | 50 | aqueous suspension with 40% ethanol |  | 3 | 6 |  | 5.25 | LR
Uhm 2007 A decontamition study of simulated chemical and biological agents | 40% ethanol as organic burden | Liquid Suspension | [11 empty] | 7 | mg/L |  |  |  | 25 |  | 50 | aqueous suspension with 40% ethanol |  | 5 | 6 |  | 5.25 | LR
Abdou 2007 Antimicrobial peptides derived from hen egg lysozyme with inhibitory effect against Bacillus species |  | Liquid Suspension |  |  |  |  | 0.9 | mL | 9e-07 | m^3 |  |  |  | 0 | ug/mL |  |  |  | 25 |  | 50 | aqueous | time in suspension | 1440 | 6 |  | 4.2 | LSurv | 0.13 |  |  |  |  | 3 | [12 empty] | /mL
Abdou 2007 Antimicrobial peptides derived from hen egg lysozyme with inhibitory effect against Bacillus species |  | Liquid Suspension |  |  |  |  | 0.9 | mL | 9e-07 | m^3 |  |  |  | 5 | ug/mL |  |  |  | 25 |  | 50 | aqueous | time in suspension | 1440 | 3 |  | 2.1 | LSurv | 0.12 |  |  |  |  | 3 | [12 empty] | /mL
Abdou 2007 Antimicrobial peptides derived from hen egg lysozyme with inhibitory effect against Bacillus species |  | Liquid Suspension |  |  |  |  | 0.9 | mL | 9e-07 | m^3 |  |  |  | 10 | ug/mL |  |  |  | 25 |  | 50 | aqueous | time in suspension | 1440 | 3 | < | 2.05 | LSurv | [5 empty] | 3 | [12 empty] | /mL |  |  |  | 0
Abdou 2007 Antimicrobial peptides derived from hen egg lysozyme with inhibitory effect against Bacillus species |  | Liquid Suspension |  |  |  |  | 0.9 | mL | 9e-07 | m^3 |  |  |  | 20 | ug/mL |  |  |  | 25 |  | 50 | aqueous | time in suspension | 1440 | 3 | < | 2.05 | LSurv | [5 empty] | 3 | [12 empty] | /mL |  |  |  | 0
Abdou 2007 Antimicrobial peptides derived from hen egg lysozyme with inhibitory effect against Bacillus species |  | Liquid Suspension |  |  |  |  | 0.9 | mL | 9e-07 | m^3 |  |  |  | 50 | ug/mL |  |  |  | 25 |  | 50 | aqueous | time in suspension | 1440 | 3 | < | 2.05 | LSurv | [5 empty] | 3 | [12 empty] | /mL |  |  |  | 0
Abdou 2007 Antimicrobial peptides derived from hen egg lysozyme with inhibitory effect against Bacillus species |  | Liquid Suspension |  |  |  |  | 0.9 | mL | 9e-07 | m^3 |  |  |  | 100 | ug/mL |  |  |  | 25 |  | 50 | aqueous | time in suspension | 1440 | 3 | < | 2.05 | LSurv | [5 empty] | 3 | [12 empty] | /mL |  |  |  | 0
Abdou 2007 Antimicrobial peptides derived from hen egg lysozyme with inhibitory effect against Bacillus species |  | Liquid Suspension |  |  |  |  | 0.9 | mL | 9e-07 | m^3 |  |  |  | 0 | ug/mL |  |  |  | 25 |  | 50 | aqueous | time in suspension | 10080 | 6 |  | 4.8 | LSurv | 0.12 |  |  |  |  | 3 | [12 empty] | /mL
Abdou 2007 Antimicrobial peptides derived from hen egg lysozyme with inhibitory effect against Bacillus species |  | Liquid Suspension |  |  |  |  | 0.9 | mL | 9e-07 | m^3 |  |  |  | 5 | ug/mL |  |  |  | 25 |  | 50 | aqueous | time in suspension | 10080 | 6 |  | 3.3 | LSurv | 0.15 |  |  |  |  | 3 | [12 empty] | /mL
Abdou 2007 Antimicrobial peptides derived from hen egg lysozyme with inhibitory effect against Bacillus species |  | Liquid Suspension |  |  |  |  | 0.9 | mL | 9e-07 | m^3 |  |  |  | 10 | ug/mL |  |  |  | 25 |  | 50 | aqueous | time in suspension | 10080 | 2 | < | 2.05 | LSurv | [5 empty] | 3 | [12 empty] | /mL |  |  |  | 0
Abdou 2007 Antimicrobial peptides derived from hen egg lysozyme with inhibitory effect against Bacillus species |  | Liquid Suspension |  |  |  |  | 0.9 | mL | 9e-07 | m^3 |  |  |  | 20 | ug/mL |  |  |  | 25 |  | 50 | aqueous | time in suspension | 10080 | 5 | < | 2.05 | LSurv | [5 empty] | 3 | [12 empty] | /mL |  |  |  | 0
Abdou 2007 Antimicrobial peptides derived from hen egg lysozyme with inhibitory effect against Bacillus species |  | Liquid Suspension |  |  |  |  | 0.9 | mL | 9e-07 | m^3 |  |  |  | 50 | ug/mL |  |  |  | 25 |  | 50 | aqueous | time in suspension | 10080 | 2 | < | 2.05 | LSurv | [5 empty] | 3 | [12 empty] | /mL |  |  |  | 0
Abdou 2007 Antimicrobial peptides derived from hen egg lysozyme with inhibitory effect against Bacillus species |  | Liquid Suspension |  |  |  |  | 0.9 | mL | 9e-07 | m^3 |  |  |  | 100 | ug/mL |  |  |  | 25 |  | 50 | aqueous | time in suspension | 10080 | 2 | < | 2.05 | LSurv | [5 empty] | 3 | [12 empty] | /mL |  |  |  | 0
Abdou 2007 Antimicrobial peptides derived from hen egg lysozyme with inhibitory effect against Bacillus species |  | Liquid Suspension |  |  |  |  | 0.9 | mL | 9e-07 | m^3 |  |  |  | 0 | ug/mL |  |  |  | 25 |  | 50 | aqueous | time in suspension | 20160 | 5 |  | 5.1 | LSurv | 0.2 |  |  |  |  | 3 | [12 empty] | /mL
Abdou 2007 Antimicrobial peptides derived from hen egg lysozyme with inhibitory effect against Bacillus species |  | Liquid Suspension |  |  |  |  | 0.9 | mL | 9e-07 | m^3 |  |  |  | 5 | ug/mL |  |  |  | 25 |  | 50 | aqueous | time in suspension | 20160 | 5 |  | 3.2 | LSurv | 0.3 |  |  |  |  | 3 | [12 empty] | /mL
Abdou 2007 Antimicrobial peptides derived from hen egg lysozyme with inhibitory effect against Bacillus species |  | Liquid Suspension |  |  |  |  | 0.9 | mL | 9e-07 | m^3 |  |  |  | 10 | ug/mL |  |  |  | 25 |  | 50 | aqueous | time in suspension | 20160 | 5 | < | 2.05 | LSurv | [5 empty] | 3 | [12 empty] | /mL |  |  |  | 0
Abdou 2007 Antimicrobial peptides derived from hen egg lysozyme with inhibitory effect against Bacillus species |  | Liquid Suspension |  |  |  |  | 0.9 | mL | 9e-07 | m^3 |  |  |  | 20 | ug/mL |  |  |  | 25 |  | 50 | aqueous | time in suspension | 20160 | 5 | < | 2.05 | LSurv | [5 empty] | 3 | [12 empty] | /mL |  |  |  | 0
Abdou 2007 Antimicrobial peptides derived from hen egg lysozyme with inhibitory effect against Bacillus species |  | Liquid Suspension |  |  |  |  | 0.9 | mL | 9e-07 | m^3 |  |  |  | 50 | ug/mL |  |  |  | 25 |  | 50 | aqueous | time in suspension | 20160 | 2 | < | 2.05 | LSurv | [5 empty] | 3 | [12 empty] | /mL |  |  |  | 0
Abdou 2007 Antimicrobial peptides derived from hen egg lysozyme with inhibitory effect against Bacillus species |  | Liquid Suspension |  |  |  |  | 0.9 | mL | 9e-07 | m^3 |  |  |  | 100 | ug/mL |  |  |  | 25 |  | 50 | aqueous | time in suspension | 20160 | 2 | < | 2.05 | LSurv | [5 empty] | 3 | [12 empty] | /mL |  |  |  | 0
USEPA 2010 Determining the Efficacy of Liquids and Fumigants in Systematic Decontamition Studies for Bacillus anthracis Using Multiple Test Methods |  | Liquid Suspension |  |  |  |  | 0.8 | mL | 8e-07 | m^3 |  |  |  | 0.5 | wt% |  |  | 1 | 20 |  | 50 | aqueous suspension | time before neutralization | 30 |  |  | -0.14 | LR |  | SD |  |  |  | 3 | [12 empty] | /mL
USEPA 2010 Determining the Efficacy of Liquids and Fumigants in Systematic Decontamition Studies for Bacillus anthracis Using Multiple Test Methods |  | Liquid Suspension |  |  |  |  | 0.8 | mL | 8e-07 | m^3 |  |  |  | 0.5 | wt% |  |  | 1 | 20 |  | 50 | aqueous suspension | time before neutralization | 60 |  |  | 0.27 | LR |  | SD |  |  |  | 3 | [12 empty] | /mL
USEPA 2014 Parametric Testing of Decontamition Chemistries to Guide Decontamition Selection I: Peracetic Acid |  | Liquid Suspension |  |  |  |  | 5 | mL | 5e-06 | m^3 |  |  |  | 0.001 | wt% |  |  | 1 | 25 |  | 50 | aqueous suspension | time until neutralization | 2 |  |  | 0.37 | LR | 7.0000000000000007E-2 | SD |  |  |  | 5 | [5 empty] | 0 | [6 empty] | /mL
USEPA 2014 Parametric Testing of Decontamition Chemistries to Guide Decontamition Selection I: Peracetic Acid |  | Liquid Suspension |  |  |  |  | 5 | mL | 5e-06 | m^3 |  |  |  | 0.001 | wt% |  |  | 1 | 25 |  | 50 | aqueous suspension | time until neutralization | 4 |  |  | 0.38 | LR | 0.03 | SD |  |  |  | 5 | [5 empty] | 0 | [6 empty] | /mL
USEPA 2014 Parametric Testing of Decontamition Chemistries to Guide Decontamition Selection I: Peracetic Acid |  | Liquid Suspension |  |  |  |  | 5 | mL | 5e-06 | m^3 |  |  |  | 0.001 | wt% |  |  | 1 | 25 |  | 50 | aqueous suspension | time until neutralization | 6 |  |  | 0.37 | LR | 0.08 | SD |  |  |  | 5 | [5 empty] | 0 | [6 empty] | /mL
USEPA 2014 Parametric Testing of Decontamition Chemistries to Guide Decontamition Selection I: Peracetic Acid |  | Liquid Suspension |  |  |  |  | 5 | mL | 5e-06 | m^3 |  |  |  | 0.001 | wt% |  |  | 1 | 25 |  | 50 | aqueous suspension | time until neutralization | 8 |  |  | 0.43 | LR | 7.0000000000000007E-2 | SD |  |  |  | 5 | [5 empty] | 0 | [6 empty] | /mL
USEPA 2014 Parametric Testing of Decontamition Chemistries to Guide Decontamition Selection I: Peracetic Acid |  | Liquid Suspension |  |  |  |  | 5 | mL | 5e-06 | m^3 |  |  |  | 0.01 | wt% |  |  | 1 | 25 |  | 50 | aqueous suspension | time until neutralization | 2 |  |  | 0.14 | LR | 0.22 | SD |  |  |  | 5 | [5 empty] | 0 | [6 empty] | /mL
USEPA 2014 Parametric Testing of Decontamition Chemistries to Guide Decontamition Selection I: Peracetic Acid |  | Liquid Suspension |  |  |  |  | 5 | mL | 5e-06 | m^3 |  |  |  | 0.01 | wt% |  |  | 1 | 25 |  | 50 | aqueous suspension | time until neutralization | 4 |  |  | 0.23 | LR | 0.04 | SD |  |  |  | 5 | [5 empty] | 0 | [6 empty] | /mL
USEPA 2014 Parametric Testing of Decontamition Chemistries to Guide Decontamition Selection I: Peracetic Acid |  | Liquid Suspension |  |  |  |  | 5 | mL | 5e-06 | m^3 |  |  |  | 0.01 | wt% |  |  | 1 | 25 |  | 50 | aqueous suspension | time until neutralization | 6 |  |  | 0.28 | LR | 0.05 | SD |  |  |  | 5 | [5 empty] | 0 | [6 empty] | /mL
USEPA 2014 Parametric Testing of Decontamition Chemistries to Guide Decontamition Selection I: Peracetic Acid |  | Liquid Suspension |  |  |  |  | 5 | mL | 5e-06 | m^3 |  |  |  | 0.01 | wt% |  |  | 1 | 25 |  | 50 | aqueous suspension | time until neutralization | 8 |  |  | 0.3 | LR | 0.02 | SD |  |  |  | 5 | [5 empty] | 0 | [6 empty] | /mL
USEPA 2014 Parametric Testing of Decontamition Chemistries to Guide Decontamition Selection I: Peracetic Acid |  | Liquid Suspension |  |  |  |  | 5 | mL | 5e-06 | m^3 |  |  |  | 0.1 | wt% |  |  | 1 | 25 |  | 50 | aqueous suspension | time until neutralization | 2 |  |  | 0.9 | LR | 0.04 | SD |  |  |  | 5 | [5 empty] | 0 | [6 empty] | /mL
USEPA 2014 Parametric Testing of Decontamition Chemistries to Guide Decontamition Selection I: Peracetic Acid |  | Liquid Suspension |  |  |  |  | 5 | mL | 5e-06 | m^3 |  |  |  | 0.1 | wt% |  |  | 1 | 25 |  | 50 | aqueous suspension | time until neutralization | 4 |  |  | 2.3 | LR | 0.15 | SD |  |  |  | 5 | [5 empty] | 0 | [6 empty] | /mL
USEPA 2014 Parametric Testing of Decontamition Chemistries to Guide Decontamition Selection I: Peracetic Acid |  | Liquid Suspension |  |  |  |  | 5 | mL | 5e-06 | m^3 |  |  |  | 0.1 | wt% |  |  | 1 | 25 |  | 50 | aqueous suspension | time until neutralization | 6 |  |  | 5.7 | LR | 0.54 | SD |  |  |  | 5 | [5 empty] | 0 | [6 empty] | /mL
USEPA 2014 Parametric Testing of Decontamition Chemistries to Guide Decontamition Selection I: Peracetic Acid |  | Liquid Suspension |  |  |  |  | 5 | mL | 5e-06 | m^3 |  |  |  | 0.1 | wt% |  |  | 1 | 25 |  | 50 | aqueous suspension | time until neutralization | 8 |  |  | 6.4 | LR | 1.4 | SD |  |  |  | 5 | [5 empty] | 0 | [6 empty] | /mL
USEPA 2014 Parametric Testing of Decontamition Chemistries to Guide Decontamition Selection I: Peracetic Acid |  | Liquid Suspension |  |  |  |  | 5 | mL | 5e-06 | m^3 |  |  |  | 0.1 | wt% |  |  | 1 | 25 |  | 50 | aqueous suspension | time until neutralization | 16 |  |  | 7.7 | LR | 0.27 | SD |  |  |  | 5 | [5 empty] | 0 | [6 empty] | /mL
USEPA 2014 Parametric Testing of Decontamition Chemistries to Guide Decontamition Selection I: Peracetic Acid |  | Liquid Suspension |  |  |  |  | 5 | mL | 5e-06 | m^3 |  |  |  | 0.1 | wt% |  |  | 1 | 25 |  | 50 | aqueous suspension | time until neutralization | 20 |  |  | 7.8 | LR | 0.13 | SD |  |  |  | 5 | [5 empty] | 0 | [6 empty] | /mL
USEPA 2014 Parametric Testing of Decontamition Chemistries to Guide Decontamition Selection I: Peracetic Acid |  | Liquid Suspension |  |  |  |  | 5 | mL | 5e-06 | m^3 |  |  |  | 1 | wt% |  |  | 1 | 25 |  | 50 | aqueous suspension | time until neutralization | 2 |  |  | 7.7 | LR | 0.45 | SD |  |  |  | 5 | [5 empty] | 0 | [6 empty] | /mL
USEPA 2014 Parametric Testing of Decontamition Chemistries to Guide Decontamition Selection I: Peracetic Acid |  | Liquid Suspension |  |  |  |  | 5 | mL | 5e-06 | m^3 |  |  |  | 1 | wt% |  |  | 1 | 25 |  | 50 | aqueous suspension | time until neutralization | 4 |  |  | 7.9 | LR | 0.13 | SD |  |  |  | 5 | [5 empty] | 0 | [6 empty] | /mL
USEPA 2014 Parametric Testing of Decontamition Chemistries to Guide Decontamition Selection I: Peracetic Acid |  | Liquid Suspension |  |  |  |  | 5 | mL | 5e-06 | m^3 |  |  |  | 1 | wt% |  |  | 1 | 25 |  | 50 | aqueous suspension | time until neutralization | 6 |  |  | 7.4 | LR | 0.33 | SD |  |  |  | 5 | [5 empty] | 0 | [6 empty] | /mL
USEPA 2014 Parametric Testing of Decontamition Chemistries to Guide Decontamition Selection I: Peracetic Acid |  | Liquid Suspension |  |  |  |  | 5 | mL | 5e-06 | m^3 |  |  |  | 1 | wt% |  |  | 1 | 25 |  | 50 | aqueous suspension | time until neutralization | 8 |  |  | 7.6 | LR | 0.65 | SD |  |  |  | 5 | [5 empty] | 0 | [6 empty] | /mL
USEPA 2014 Parametric Testing of Decontamition Chemistries to Guide Decontamition Selection I: Peracetic Acid |  | Liquid Suspension |  |  |  |  | 5 | mL | 5e-06 | m^3 |  |  |  | 0.01 | wt% |  |  | 1 | 25 |  | 50 | aqueous suspension | time until neutralization | 2 |  |  | 0.86 | LR | 0.05 | SD |  |  |  | 5 | [5 empty] | 0 | [6 empty] | /mL
USEPA 2014 Parametric Testing of Decontamition Chemistries to Guide Decontamition Selection I: Peracetic Acid |  | Liquid Suspension |  |  |  |  | 5 | mL | 5e-06 | m^3 |  |  |  | 0.01 | wt% |  |  | 1 | 25 |  | 50 | aqueous suspension | time until neutralization | 4 |  |  | 0.82 | LR | 0.04 | SD |  |  |  | 5 | [5 empty] | 0 | [6 empty] | /mL
USEPA 2014 Parametric Testing of Decontamition Chemistries to Guide Decontamition Selection I: Peracetic Acid |  | Liquid Suspension |  |  |  |  | 5 | mL | 5e-06 | m^3 |  |  |  | 0.01 | wt% |  |  | 1 | 25 |  | 50 | aqueous suspension | time until neutralization | 6 |  |  | 0.92 | LR | 0.05 | SD |  |  |  | 5 | [5 empty] | 0 | [6 empty] | /mL
USEPA 2014 Parametric Testing of Decontamition Chemistries to Guide Decontamition Selection I: Peracetic Acid |  | Liquid Suspension |  |  |  |  | 5 | mL | 5e-06 | m^3 |  |  |  | 0.01 | wt% |  |  | 1 | 25 |  | 50 | aqueous suspension | time until neutralization | 8 |  |  | 0.97 | LR | 0.05 | SD |  |  |  | 5 | [5 empty] | 0 | [6 empty] | /mL
USEPA 2014 Parametric Testing of Decontamition Chemistries to Guide Decontamition Selection I: Peracetic Acid |  | Liquid Suspension |  |  |  |  | 5 | mL | 5e-06 | m^3 |  |  |  | 0.01 | wt% |  |  | 1 | 25 |  | 50 | aqueous suspension | time until neutralization | 16 |  |  | 0.98 | LR | 0.04 | SD |  |  |  | 5 | [5 empty] | 0 | [6 empty] | /mL
USEPA 2014 Parametric Testing of Decontamition Chemistries to Guide Decontamition Selection I: Peracetic Acid |  | Liquid Suspension |  |  |  |  | 5 | mL | 5e-06 | m^3 |  |  |  | 0.01 | wt% |  |  | 1 | 25 |  | 50 | aqueous suspension | time until neutralization | 20 |  |  | 0.99 | LR | 0.08 | SD |  |  |  | 5 | [5 empty] | 0 | [6 empty] | /mL
USEPA 2014 Parametric Testing of Decontamition Chemistries to Guide Decontamition Selection I: Peracetic Acid |  | Liquid Suspension |  |  |  |  | 5 | mL | 5e-06 | m^3 |  |  |  | 0.1 | wt% |  |  | 1 | 25 |  | 50 | aqueous suspension | time until neutralization | 2 |  |  | 1.7 | LR | 0.06 | SD |  |  |  | 5 | [5 empty] | 0 | [6 empty] | /mL
USEPA 2014 Parametric Testing of Decontamition Chemistries to Guide Decontamition Selection I: Peracetic Acid |  | Liquid Suspension |  |  |  |  | 5 | mL | 5e-06 | m^3 |  |  |  | 0.1 | wt% |  |  | 1 | 25 |  | 50 | aqueous suspension | time until neutralization | 4 |  |  | 6.7 | LR | 0.97 | SD |  |  |  | 5 | [5 empty] | 0 | [6 empty] | /mL
USEPA 2014 Parametric Testing of Decontamition Chemistries to Guide Decontamition Selection I: Peracetic Acid |  | Liquid Suspension |  |  |  |  | 5 | mL | 5e-06 | m^3 |  |  |  | 0.1 | wt% |  |  | 1 | 25 |  | 50 | aqueous suspension | time until neutralization | 6 |  |  | 6.4 | LR | 0 | SD |  |  |  | 5 | [5 empty] | 0 | [6 empty] | /mL
USEPA 2014 Parametric Testing of Decontamition Chemistries to Guide Decontamition Selection I: Peracetic Acid |  | Liquid Suspension |  |  |  |  | 5 | mL | 5e-06 | m^3 |  |  |  | 0.1 | wt% |  |  | 1 | 25 |  | 50 | aqueous suspension | time until neutralization | 8 |  |  | 6.2 | LR | 0.4 | SD |  |  |  | 5 | [5 empty] | 0 | [6 empty] | /mL
USEPA 2014 Parametric Testing of Decontamition Chemistries to Guide Decontamition Selection I: Peracetic Acid |  | Liquid Suspension |  |  |  |  | 5 | mL | 5e-06 | m^3 |  |  |  | 0.1 | wt% |  |  | 1 | 25 |  | 50 | aqueous suspension | time until neutralization | 16 |  |  | 7.4 | LR | 0 | SD |  |  |  | 5 | [5 empty] | 0 | [6 empty] | /mL
USEPA 2014 Parametric Testing of Decontamition Chemistries to Guide Decontamition Selection I: Peracetic Acid |  | Liquid Suspension |  |  |  |  | 5 | mL | 5e-06 | m^3 |  |  |  | 0.1 | wt% |  |  | 1 | 25 |  | 50 | aqueous suspension | time until neutralization | 20 |  |  | 7.1 | LR | 0.32 | SD |  |  |  | 5 | [5 empty] | 0 | [6 empty] | /mL
USEPA 2014 Parametric Testing of Decontamition Chemistries to Guide Decontamition Selection I: Peracetic Acid |  | Liquid Suspension |  |  |  |  | 5 | mL | 5e-06 | m^3 |  |  |  | 1 | wt% |  |  | 1 | 25 |  | 50 | aqueous suspension | time until neutralization | 2 |  |  | 7.9 | LR | 0 | SD |  |  |  | 5 | [5 empty] | 0 | [6 empty] | /mL
USEPA 2014 Parametric Testing of Decontamition Chemistries to Guide Decontamition Selection I: Peracetic Acid |  | Liquid Suspension |  |  |  |  | 5 | mL | 5e-06 | m^3 |  |  |  | 1 | wt% |  |  | 1 | 25 |  | 50 | aqueous suspension | time until neutralization | 4 |  |  | 7.9 | LR | 0 | SD |  |  |  | 5 | [5 empty] | 0 | [6 empty] | /mL
USEPA 2014 Parametric Testing of Decontamition Chemistries to Guide Decontamition Selection I: Peracetic Acid |  | Liquid Suspension |  |  |  |  | 5 | mL | 5e-06 | m^3 |  |  |  | 1 | wt% |  |  | 1 | 25 |  | 50 | aqueous suspension | time until neutralization | 6 |  |  | 7.9 | LR | 0 | SD |  |  |  | 5 | [5 empty] | 0 | [6 empty] | /mL
USEPA 2014 Parametric Testing of Decontamition Chemistries to Guide Decontamition Selection I: Peracetic Acid |  | Liquid Suspension |  |  |  |  | 5 | mL | 5e-06 | m^3 |  |  |  | 1 | wt% |  |  | 1 | 25 |  | 50 | aqueous suspension | time until neutralization | 8 |  |  | 7.9 | LR | 0 | SD |  |  |  | 5 | [5 empty] | 0 | [6 empty] | /mL
USEPA 2014 Parametric Testing of Decontamition Chemistries to Guide Decontamition Selection I: Peracetic Acid |  | Liquid Suspension |  |  |  |  | 5 | mL | 5e-06 | m^3 |  |  |  | 0.1 | wt% |  |  | 1 | 25 |  | 50 | aqueous suspension | time until neutralization | 2 |  |  | -0.13 | LR | 0.13 | SD |  |  |  | 5 | [5 empty] | 0 | [6 empty] | /mL
USEPA 2014 Parametric Testing of Decontamition Chemistries to Guide Decontamition Selection I: Peracetic Acid |  | Liquid Suspension |  |  |  |  | 5 | mL | 5e-06 | m^3 |  |  |  | 0.1 | wt% |  |  | 1 | 25 |  | 50 | aqueous suspension | time until neutralization | 4 |  |  | -0.05 | LR | 0.06 | SD |  |  |  | 5 | [5 empty] | 0 | [6 empty] | /mL
USEPA 2014 Parametric Testing of Decontamition Chemistries to Guide Decontamition Selection I: Peracetic Acid |  | Liquid Suspension |  |  |  |  | 5 | mL | 5e-06 | m^3 |  |  |  | 0.1 | wt% |  |  | 1 | 25 |  | 50 | aqueous suspension | time until neutralization | 6 |  |  | -0.01 | LR | 0.03 | SD |  |  |  | 5 | [5 empty] | 0 | [6 empty] | /mL
USEPA 2014 Parametric Testing of Decontamition Chemistries to Guide Decontamition Selection I: Peracetic Acid |  | Liquid Suspension |  |  |  |  | 5 | mL | 5e-06 | m^3 |  |  |  | 0.1 | wt% |  |  | 1 | 25 |  | 50 | aqueous suspension | time until neutralization | 8 |  |  | 0.03 | LR | 0.03 | SD |  |  |  | 5 | [5 empty] | 0 | [6 empty] | /mL
USEPA 2014 Parametric Testing of Decontamition Chemistries to Guide Decontamition Selection I: Peracetic Acid |  | Liquid Suspension |  |  |  |  | 5 | mL | 5e-06 | m^3 |  |  |  | 0.1 | wt% |  |  | 1 | 25 |  | 50 | aqueous suspension | time until neutralization | 16 |  |  | 0.01 | LR | 0.03 | SD |  |  |  | 5 | [5 empty] | 0 | [6 empty] | /mL
USEPA 2014 Parametric Testing of Decontamition Chemistries to Guide Decontamition Selection I: Peracetic Acid |  | Liquid Suspension |  |  |  |  | 5 | mL | 5e-06 | m^3 |  |  |  | 0.1 | wt% |  |  | 1 | 25 |  | 50 | aqueous suspension | time until neutralization | 20 |  |  | 0.02 | LR | 0.06 | SD |  |  |  | 5 | [5 empty] | 0 | [6 empty] | /mL
USEPA 2014 Parametric Testing of Decontamition Chemistries to Guide Decontamition Selection I: Peracetic Acid |  | Liquid Suspension |  |  |  |  | 5 | mL | 5e-06 | m^3 |  |  |  | 1 | wt% |  |  | 1 | 21.3 |  | 50 | aqueous suspension | time until neutralization | 2 |  |  | 6.9 | LR | 0.66 | SD |  |  |  | 5 | [5 empty] | 0 | [6 empty] | /mL
USEPA 2014 Parametric Testing of Decontamition Chemistries to Guide Decontamition Selection I: Peracetic Acid |  | Liquid Suspension |  |  |  |  | 5 | mL | 5e-06 | m^3 |  |  |  | 1 | wt% |  |  | 1 | 21.3 |  | 50 | aqueous suspension | time until neutralization | 4 |  |  | 7.5 | LR | 0.57999999999999996 | SD |  |  |  | 5 | [5 empty] | 0 | [6 empty] | /mL
USEPA 2014 Parametric Testing of Decontamition Chemistries to Guide Decontamition Selection I: Peracetic Acid |  | Liquid Suspension |  |  |  |  | 5 | mL | 5e-06 | m^3 |  |  |  | 1 | wt% |  |  | 1 | 21.3 |  | 50 | aqueous suspension | time until neutralization | 6 |  |  | 7.6 | LR | 0.38 | SD |  |  |  | 5 | [5 empty] | 0 | [6 empty] | /mL
USEPA 2014 Parametric Testing of Decontamition Chemistries to Guide Decontamition Selection I: Peracetic Acid |  | Liquid Suspension |  |  |  |  | 5 | mL | 5e-06 | m^3 |  |  |  | 1 | wt% |  |  | 1 | 21.3 |  | 50 | aqueous suspension | time until neutralization | 8 |  |  | 6.7 | LR | 0.81 | SD |  |  |  | 5 | [5 empty] | 0 | [6 empty] | /mL
USEPA 2014 Parametric Testing of Decontamition Chemistries to Guide Decontamition Selection I: Peracetic Acid |  | Liquid Suspension |  |  |  |  | 5 | mL | 5e-06 | m^3 |  |  |  | 4.51 | wt% |  |  | 1 | 25 |  | 50 | aqueous suspension | time until neutralization | 2 |  |  | 0.06 | LR | 0.05 | SD |  |  |  | 5 | [5 empty] | 0 | [6 empty] | /mL
USEPA 2014 Parametric Testing of Decontamition Chemistries to Guide Decontamition Selection I: Peracetic Acid |  | Liquid Suspension |  |  |  |  | 5 | mL | 5e-06 | m^3 |  |  |  | 4.51 | wt% |  |  | 1 | 25 |  | 50 | aqueous suspension | time until neutralization | 4 |  |  | 0.33 | LR | 0.05 | SD |  |  |  | 5 | [5 empty] | 0 | [6 empty] | /mL
USEPA 2014 Parametric Testing of Decontamition Chemistries to Guide Decontamition Selection I: Peracetic Acid |  | Liquid Suspension |  |  |  |  | 5 | mL | 5e-06 | m^3 |  |  |  | 4.51 | wt% |  |  | 1 | 25 |  | 50 | aqueous suspension | time until neutralization | 6 |  |  | 0.41 | LR | 0.06 | SD |  |  |  | 5 | [5 empty] | 0 | [6 empty] | /mL
USEPA 2014 Parametric Testing of Decontamition Chemistries to Guide Decontamition Selection I: Peracetic Acid |  | Liquid Suspension |  |  |  |  | 5 | mL | 5e-06 | m^3 |  |  |  | 4.51 | wt% |  |  | 1 | 25 |  | 50 | aqueous suspension | time until neutralization | 8 |  |  | 0.43 | LR | 0.02 | SD |  |  |  | 5 | [5 empty] | 0 | [6 empty] | /mL
USEPA 2014 Parametric Testing of Decontamition Chemistries to Guide Decontamition Selection I: Peracetic Acid |  | Liquid Suspension |  |  |  |  | 5 | mL | 5e-06 | m^3 |  |  |  | 0.1 | wt% |  |  | 1 | 25 |  | 50 | aqueous suspension | time until neutralization | 2 |  |  | 0.18 | LR | 3.5 | SD |  |  |  | 5 | [12 empty] | /mL
USEPA 2014 Parametric Testing of Decontamition Chemistries to Guide Decontamition Selection I: Peracetic Acid |  | Liquid Suspension |  |  |  |  | 5 | mL | 5e-06 | m^3 |  |  |  | 0.1 | wt% |  |  | 1 | 25 |  | 50 | aqueous suspension | time until neutralization | 4 |  |  | 3.5 | LR | 0.21 | SD |  |  |  | 5 | [12 empty] | /mL
USEPA 2014 Parametric Testing of Decontamition Chemistries to Guide Decontamition Selection I: Peracetic Acid |  | Liquid Suspension |  |  |  |  | 5 | mL | 5e-06 | m^3 |  |  |  | 0.1 | wt% |  |  | 1 | 25 |  | 50 | aqueous suspension | time until neutralization | 8 |  |  | 8 | LR | 0 | SD |  |  |  | 5 | [12 empty] | /mL
USEPA 2014 Parametric Testing of Decontamition Chemistries to Guide Decontamition Selection I: Peracetic Acid |  | Liquid Suspension |  |  |  |  | 5 | mL | 5e-06 | m^3 |  |  |  | 0.1 | wt% |  |  | 1 | 25 |  | 50 | aqueous suspension | time until neutralization | 16 |  |  | 8 | LR | 0 | SD |  |  |  | 5 | [12 empty] | /mL
USEPA 2014 Parametric Testing of Decontamition Chemistries to Guide Decontamition Selection I: Peracetic Acid |  | Liquid Suspension |  |  |  |  | 5 | mL | 5e-06 | m^3 |  |  |  | 0.1 | wt% |  |  | 1 | 25 |  | 50 | aqueous suspension | time until neutralization | 20 |  |  | 8 | LR | 0 | SD |  |  |  | 5 | [12 empty] | /mL
Sudhaus 2014 Effectiveness of a peracetic acid-based disinfectant against spores of Bacillus cereus under different environmental conditions |  | Liquid Suspension |  |  |  |  | 10 | mL | 1e-05 | m^3 |  |  |  | 0.0375 | wt% |  |  | 1 | 20 |  | 50 | aqueous suspension | time before neutralization | 5 |  |  | -0.075 | LR | [5 empty] | 2 | [12 empty] | /mL
Sudhaus 2014 Effectiveness of a peracetic acid-based disinfectant against spores of Bacillus cereus under different environmental conditions |  | Liquid Suspension |  |  |  |  | 10 | mL | 1e-05 | m^3 |  |  |  | 0.15 | wt% |  |  | 1 | 10 |  | 50 | aqueous suspension | time before neutralization | 5 |  |  | -0.05 | LR | [5 empty] | 2 | [12 empty] | /mL
Sudhaus 2014 Effectiveness of a peracetic acid-based disinfectant against spores of Bacillus cereus under different environmental conditions | protein | Liquid Suspension |  |  |  |  | 10 | mL | 1e-05 | m^3 |  |  |  | 0.0375 | wt% |  |  | 1 | 10 |  | 50 | aqueous suspension with protein load | time before neutralization | 5 |  |  | -0.04 | LR | [5 empty] | 2 | [12 empty] | /mL
Sudhaus 2014 Effectiveness of a peracetic acid-based disinfectant against spores of Bacillus cereus under different environmental conditions |  | Liquid Suspension |  |  |  |  | 10 | mL | 1e-05 | m^3 |  |  |  | 0.225 | wt% |  |  | 1 | 10 |  | 50 | aqueous suspension | time before neutralization | 5 |  |  | -0.025 | LR | [5 empty] | 2 | [12 empty] | /mL
Sudhaus 2014 Effectiveness of a peracetic acid-based disinfectant against spores of Bacillus cereus under different environmental conditions | protein | Liquid Suspension |  |  |  |  | 10 | mL | 1e-05 | m^3 |  |  |  | 0.0375 | wt% |  |  | 1 | 10 |  | 50 | aqueous suspension with protein load | time before neutralization | 30 |  |  | -0.01 | LR | [5 empty] | 2 | [12 empty] | /mL
Sudhaus 2014 Effectiveness of a peracetic acid-based disinfectant against spores of Bacillus cereus under different environmental conditions |  | Liquid Suspension |  |  |  |  | 10 | mL | 1e-05 | m^3 |  |  |  | 0.15 | wt% |  |  | 1 | 10 |  | 50 | aqueous suspension | time before neutralization | 30 |  |  | 0.015 | LR | [5 empty] | 2 | [12 empty] | /mL
Sudhaus 2014 Effectiveness of a peracetic acid-based disinfectant against spores of Bacillus cereus under different environmental conditions |  | Liquid Suspension |  |  |  |  | 10 | mL | 1e-05 | m^3 |  |  |  | 0.0375 | wt% |  |  | 1 | 10 |  | 50 | aqueous suspension | time before neutralization | 30 |  |  | 0.02 | LR | [5 empty] | 2 | [12 empty] | /mL
Sudhaus 2014 Effectiveness of a peracetic acid-based disinfectant against spores of Bacillus cereus under different environmental conditions | protein | Liquid Suspension |  |  |  |  | 10 | mL | 1e-05 | m^3 |  |  |  | 0.075 | wt% |  |  | 1 | 10 |  | 50 | aqueous suspension with protein load | time before neutralization | 5 |  |  | 0.02 | LR | [5 empty] | 2 | [12 empty] | /mL
Sudhaus 2014 Effectiveness of a peracetic acid-based disinfectant against spores of Bacillus cereus under different environmental conditions |  | Liquid Suspension |  |  |  |  | 10 | mL | 1e-05 | m^3 |  |  |  | 0.075 | wt% |  |  | 1 | 20 |  | 50 | aqueous suspension | time before neutralization | 5 |  |  | 0.03 | LR | [5 empty] | 2 | [12 empty] | /mL
Sudhaus 2014 Effectiveness of a peracetic acid-based disinfectant against spores of Bacillus cereus under different environmental conditions |  | Liquid Suspension |  |  |  |  | 10 | mL | 1e-05 | m^3 |  |  |  | 0.3 | wt% |  |  | 1 | 10 |  | 50 | aqueous suspension | time before neutralization | 5 |  |  | 0.035 | LR | [5 empty] | 2 | [12 empty] | /mL
Sudhaus 2014 Effectiveness of a peracetic acid-based disinfectant against spores of Bacillus cereus under different environmental conditions | protein | Liquid Suspension |  |  |  |  | 10 | mL | 1e-05 | m^3 |  |  |  | 0.0375 | wt% |  |  | 1 | 20 |  | 50 | aqueous suspension with protein load | time before neutralization | 5 |  |  | 0.045 | LR | [5 empty] | 2 | [12 empty] | /mL
Sudhaus 2014 Effectiveness of a peracetic acid-based disinfectant against spores of Bacillus cereus under different environmental conditions |  | Liquid Suspension |  |  |  |  | 10 | mL | 1e-05 | m^3 |  |  |  | 0.075 | wt% |  |  | 1 | 10 |  | 50 | aqueous suspension | time before neutralization | 5 |  |  | 0.045 | LR | [5 empty] | 2 | [12 empty] | /mL
Sudhaus 2014 Effectiveness of a peracetic acid-based disinfectant against spores of Bacillus cereus under different environmental conditions |  | Liquid Suspension |  |  |  |  | 10 | mL | 1e-05 | m^3 |  |  |  | 0.225 | wt% |  |  | 1 | 10 |  | 50 | aqueous suspension | time before neutralization | 30 |  |  | 0.055 | LR | [5 empty] | 2 | [12 empty] | /mL
Sudhaus 2014 Effectiveness of a peracetic acid-based disinfectant against spores of Bacillus cereus under different environmental conditions |  | Liquid Suspension |  |  |  |  | 10 | mL | 1e-05 | m^3 |  |  |  | 0.225 | wt% |  |  | 1 | 15 |  | 50 | aqueous suspension | time before neutralization | 5 |  |  | 0.06 | LR | [5 empty] | 2 | [12 empty] | /mL
Sudhaus 2014 Effectiveness of a peracetic acid-based disinfectant against spores of Bacillus cereus under different environmental conditions |  | Liquid Suspension |  |  |  |  | 10 | mL | 1e-05 | m^3 |  |  |  | 0.0375 | wt% |  |  | 1 | 15 |  | 50 | aqueous suspension | time before neutralization | 5 |  |  | 0.065 | LR | [5 empty] | 2 | [12 empty] | /mL
Sudhaus 2014 Effectiveness of a peracetic acid-based disinfectant against spores of Bacillus cereus under different environmental conditions |  | Liquid Suspension |  |  |  |  | 10 | mL | 1e-05 | m^3 |  |  |  | 0.0375 | wt% |  |  | 1 | 15 |  | 50 | aqueous suspension | time before neutralization | 5 |  |  | 0.075 | LR | [5 empty] | 2 | [12 empty] | /mL
Sudhaus 2014 Effectiveness of a peracetic acid-based disinfectant against spores of Bacillus cereus under different environmental conditions |  | Liquid Suspension |  |  |  |  | 10 | mL | 1e-05 | m^3 |  |  |  | 0.075 | wt% |  |  | 1 | 10 |  | 50 | aqueous suspension | time before neutralization | 5 |  |  | 0.085 | LR | [5 empty] | 2 | [12 empty] | /mL
Sudhaus 2014 Effectiveness of a peracetic acid-based disinfectant against spores of Bacillus cereus under different environmental conditions |  | Liquid Suspension |  |  |  |  | 10 | mL | 1e-05 | m^3 |  |  |  | 0.0375 | wt% |  |  | 1 | 10 |  | 50 | aqueous suspension | time before neutralization | 5 |  |  | 0.085 | LR | [5 empty] | 2 | [12 empty] | /mL
Sudhaus 2014 Effectiveness of a peracetic acid-based disinfectant against spores of Bacillus cereus under different environmental conditions |  | Liquid Suspension |  |  |  |  | 10 | mL | 1e-05 | m^3 |  |  |  | 0.0375 | wt% |  |  | 1 | 10 |  | 50 | aqueous suspension | time before neutralization | 5 |  |  | 0.085 | LR | [5 empty] | 2 | [12 empty] | /mL
Sudhaus 2014 Effectiveness of a peracetic acid-based disinfectant against spores of Bacillus cereus under different environmental conditions |  | Liquid Suspension |  |  |  |  | 10 | mL | 1e-05 | m^3 |  |  |  | 0.15 | wt% |  |  | 1 | 15 |  | 50 | aqueous suspension | time before neutralization | 5 |  |  | 0.085 | LR | [5 empty] | 2 | [12 empty] | /mL
Sudhaus 2014 Effectiveness of a peracetic acid-based disinfectant against spores of Bacillus cereus under different environmental conditions |  | Liquid Suspension |  |  |  |  | 10 | mL | 1e-05 | m^3 |  |  |  | 0.0375 | wt% |  |  | 1 | 15 |  | 50 | aqueous suspension | time before neutralization | 5 |  |  | 0.09 | LR | [5 empty] | 2 | [12 empty] | /mL
Sudhaus 2014 Effectiveness of a peracetic acid-based disinfectant against spores of Bacillus cereus under different environmental conditions |  | Liquid Suspension |  |  |  |  | 10 | mL | 1e-05 | m^3 |  |  |  | 0.075 | wt% |  |  | 1 | 15 |  | 50 | aqueous suspension | time before neutralization | 5 |  |  | 0.09 | LR | [5 empty] | 2 | [12 empty] | /mL
Sudhaus 2014 Effectiveness of a peracetic acid-based disinfectant against spores of Bacillus cereus under different environmental conditions | protein | Liquid Suspension |  |  |  |  | 10 | mL | 1e-05 | m^3 |  |  |  | 0.225 | wt% |  |  | 1 | 10 |  | 50 | aqueous suspension with protein load | time before neutralization | 5 |  |  | 0.095 | LR | [5 empty] | 2 | [12 empty] | /mL
Sudhaus 2014 Effectiveness of a peracetic acid-based disinfectant against spores of Bacillus cereus under different environmental conditions |  | Liquid Suspension |  |  |  |  | 10 | mL | 1e-05 | m^3 |  |  |  | 0.0375 | wt% |  |  | 1 | 10 |  | 50 | aqueous suspension | time before neutralization | 60 |  |  | 0.095 | LR | [5 empty] | 2 | [12 empty] | /mL
Sudhaus 2014 Effectiveness of a peracetic acid-based disinfectant against spores of Bacillus cereus under different environmental conditions |  | Liquid Suspension |  |  |  |  | 10 | mL | 1e-05 | m^3 |  |  |  | 0.075 | wt% |  |  | 1 | 10 |  | 50 | aqueous suspension | time before neutralization | 30 |  |  | 0.1 | LR | [5 empty] | 2 | [12 empty] | /mL
Sudhaus 2014 Effectiveness of a peracetic acid-based disinfectant against spores of Bacillus cereus under different environmental conditions | protein | Liquid Suspension |  |  |  |  | 10 | mL | 1e-05 | m^3 |  |  |  | 0.0375 | wt% |  |  | 1 | 10 |  | 50 | aqueous suspension with protein load | time before neutralization | 60 |  |  | 0.12 | LR | [5 empty] | 2 | [12 empty] | /mL
Sudhaus 2014 Effectiveness of a peracetic acid-based disinfectant against spores of Bacillus cereus under different environmental conditions | protein | Liquid Suspension |  |  |  |  | 10 | mL | 1e-05 | m^3 |  |  |  | 0.075 | wt% |  |  | 1 | 15 |  | 50 | aqueous suspension with protein load | time before neutralization | 5 |  |  | 0.125 | LR | [5 empty] | 2 | [12 empty] | /mL
Sudhaus 2014 Effectiveness of a peracetic acid-based disinfectant against spores of Bacillus cereus under different environmental conditions | protein | Liquid Suspension |  |  |  |  | 10 | mL | 1e-05 | m^3 |  |  |  | 0.3 | wt% |  |  | 1 | 10 |  | 50 | aqueous suspension with protein load | time before neutralization | 5 |  |  | 0.135 | LR | [5 empty] | 2 | [12 empty] | /mL
Sudhaus 2014 Effectiveness of a peracetic acid-based disinfectant against spores of Bacillus cereus under different environmental conditions |  | Liquid Suspension |  |  |  |  | 10 | mL | 1e-05 | m^3 |  |  |  | 0.075 | wt% |  |  | 1 | 15 |  | 50 | aqueous suspension | time before neutralization | 30 |  |  | 0.135 | LR | [5 empty] | 2 | [12 empty] | /mL
Sudhaus 2014 Effectiveness of a peracetic acid-based disinfectant against spores of Bacillus cereus under different environmental conditions |  | Liquid Suspension |  |  |  |  | 10 | mL | 1e-05 | m^3 |  |  |  | 0.075 | wt% |  |  | 1 | 10 |  | 50 | aqueous suspension | time before neutralization | 60 |  |  | 0.14 | LR | [5 empty] | 2 | [12 empty] | /mL
Sudhaus 2014 Effectiveness of a peracetic acid-based disinfectant against spores of Bacillus cereus under different environmental conditions |  | Liquid Suspension |  |  |  |  | 10 | mL | 1e-05 | m^3 |  |  |  | 0.15 | wt% |  |  | 1 | 10 |  | 50 | aqueous suspension | time before neutralization | 5 |  |  | 0.145 | LR | [5 empty] | 2 | [12 empty] | /mL
Sudhaus 2014 Effectiveness of a peracetic acid-based disinfectant against spores of Bacillus cereus under different environmental conditions |  | Liquid Suspension |  |  |  |  | 10 | mL | 1e-05 | m^3 |  |  |  | 0.075 | wt% |  |  | 1 | 10 |  | 50 | aqueous suspension | time before neutralization | 5 |  |  | 0.15 | LR | [5 empty] | 2 | [12 empty] | /mL
Sudhaus 2014 Effectiveness of a peracetic acid-based disinfectant against spores of Bacillus cereus under different environmental conditions | protein | Liquid Suspension |  |  |  |  | 10 | mL | 1e-05 | m^3 |  |  |  | 0.075 | wt% |  |  | 1 | 10 |  | 50 | aqueous suspension with protein load | time before neutralization | 30 |  |  | 0.15 | LR | [5 empty] | 2 | [12 empty] | /mL
Sudhaus 2014 Effectiveness of a peracetic acid-based disinfectant against spores of Bacillus cereus under different environmental conditions | protein | Liquid Suspension |  |  |  |  | 10 | mL | 1e-05 | m^3 |  |  |  | 0.0375 | wt% |  |  | 1 | 10 |  | 50 | aqueous suspension with protein load | time before neutralization | 5 |  |  | 0.155 | LR | [5 empty] | 2 | [12 empty] | /mL
Sudhaus 2014 Effectiveness of a peracetic acid-based disinfectant against spores of Bacillus cereus under different environmental conditions | protein | Liquid Suspension |  |  |  |  | 10 | mL | 1e-05 | m^3 |  |  |  | 0.075 | wt% |  |  | 1 | 20 |  | 50 | aqueous suspension with protein load | time before neutralization | 5 |  |  | 0.155 | LR | [5 empty] | 2 | [12 empty] | /mL
Sudhaus 2014 Effectiveness of a peracetic acid-based disinfectant against spores of Bacillus cereus under different environmental conditions | protein | Liquid Suspension |  |  |  |  | 10 | mL | 1e-05 | m^3 |  |  |  | 0.15 | wt% |  |  | 1 | 15 |  | 50 | aqueous suspension with protein load | time before neutralization | 5 |  |  | 0.16 | LR | [5 empty] | 2 | [12 empty] | /mL
Sudhaus 2014 Effectiveness of a peracetic acid-based disinfectant against spores of Bacillus cereus under different environmental conditions | protein | Liquid Suspension |  |  |  |  | 10 | mL | 1e-05 | m^3 |  |  |  | 0.0375 | wt% |  |  | 1 | 20 |  | 50 | aqueous suspension with protein load | time before neutralization | 5 |  |  | 0.17 | LR | [5 empty] | 2 | [12 empty] | /mL
Sudhaus 2014 Effectiveness of a peracetic acid-based disinfectant against spores of Bacillus cereus under different environmental conditions | protein | Liquid Suspension |  |  |  |  | 10 | mL | 1e-05 | m^3 |  |  |  | 0.15 | wt% |  |  | 1 | 10 |  | 50 | aqueous suspension with protein load | time before neutralization | 5 |  |  | 0.175 | LR | [5 empty] | 2 | [12 empty] | /mL
Sudhaus 2014 Effectiveness of a peracetic acid-based disinfectant against spores of Bacillus cereus under different environmental conditions |  | Liquid Suspension |  |  |  |  | 10 | mL | 1e-05 | m^3 |  |  |  | 0.0375 | wt% |  |  | 1 | 15 |  | 50 | aqueous suspension | time before neutralization | 30 |  |  | 0.175 | LR | [5 empty] | 2 | [12 empty] | /mL
Sudhaus 2014 Effectiveness of a peracetic acid-based disinfectant against spores of Bacillus cereus under different environmental conditions |  | Liquid Suspension |  |  |  |  | 10 | mL | 1e-05 | m^3 |  |  |  | 0.0375 | wt% |  |  | 1 | 20 |  | 50 | aqueous suspension | time before neutralization | 30 |  |  | 0.175 | LR | [5 empty] | 2 | [12 empty] | /mL
Sudhaus 2014 Effectiveness of a peracetic acid-based disinfectant against spores of Bacillus cereus under different environmental conditions | protein | Liquid Suspension |  |  |  |  | 10 | mL | 1e-05 | m^3 |  |  |  | 0.0375 | wt% |  |  | 1 | 20 |  | 50 | aqueous suspension with protein load | time before neutralization | 5 |  |  | 0.2 | LR | [5 empty] | 2 | [12 empty] | /mL
Sudhaus 2014 Effectiveness of a peracetic acid-based disinfectant against spores of Bacillus cereus under different environmental conditions |  | Liquid Suspension |  |  |  |  | 10 | mL | 1e-05 | m^3 |  |  |  | 0.15 | wt% |  |  | 1 | 20 |  | 50 | aqueous suspension | time before neutralization | 5 |  |  | 0.2 | LR | [5 empty] | 2 | [12 empty] | /mL
Sudhaus 2014 Effectiveness of a peracetic acid-based disinfectant against spores of Bacillus cereus under different environmental conditions | protein | Liquid Suspension |  |  |  |  | 10 | mL | 1e-05 | m^3 |  |  |  | 0.0375 | wt% |  |  | 1 | 15 |  | 50 | aqueous suspension with protein load | time before neutralization | 5 |  |  | 0.215 | LR | [5 empty] | 2 | [12 empty] | /mL
Sudhaus 2014 Effectiveness of a peracetic acid-based disinfectant against spores of Bacillus cereus under different environmental conditions | protein | Liquid Suspension |  |  |  |  | 10 | mL | 1e-05 | m^3 |  |  |  | 0.075 | wt% |  |  | 1 | 10 |  | 50 | aqueous suspension with protein load | time before neutralization | 5 |  |  | 0.23 | LR | [5 empty] | 2 | [12 empty] | /mL
Sudhaus 2014 Effectiveness of a peracetic acid-based disinfectant against spores of Bacillus cereus under different environmental conditions |  | Liquid Suspension |  |  |  |  | 10 | mL | 1e-05 | m^3 |  |  |  | 0.0375 | wt% |  |  | 1 | 20 |  | 50 | aqueous suspension | time before neutralization | 5 |  |  | 0.23 | LR | [5 empty] | 2 | [12 empty] | /mL
Sudhaus 2014 Effectiveness of a peracetic acid-based disinfectant against spores of Bacillus cereus under different environmental conditions |  | Liquid Suspension |  |  |  |  | 10 | mL | 1e-05 | m^3 |  |  |  | 0.0375 | wt% |  |  | 1 | 15 |  | 50 | aqueous suspension | time before neutralization | 5 |  |  | 0.235 | LR | [5 empty] | 2 | [12 empty] | /mL
Sudhaus 2014 Effectiveness of a peracetic acid-based disinfectant against spores of Bacillus cereus under different environmental conditions | protein | Liquid Suspension |  |  |  |  | 10 | mL | 1e-05 | m^3 |  |  |  | 0.075 | wt% |  |  | 1 | 20 |  | 50 | aqueous suspension with protein load | time before neutralization | 5 |  |  | 0.235 | LR | [5 empty] | 2 | [12 empty] | /mL
Sudhaus 2014 Effectiveness of a peracetic acid-based disinfectant against spores of Bacillus cereus under different environmental conditions |  | Liquid Suspension |  |  |  |  | 10 | mL | 1e-05 | m^3 |  |  |  | 0.0375 | wt% |  |  | 1 | 15 |  | 50 | aqueous suspension | time before neutralization | 60 |  |  | 0.235 | LR | [5 empty] | 2 | [12 empty] | /mL
Sudhaus 2014 Effectiveness of a peracetic acid-based disinfectant against spores of Bacillus cereus under different environmental conditions |  | Liquid Suspension |  |  |  |  | 10 | mL | 1e-05 | m^3 |  |  |  | 0.0375 | wt% |  |  | 1 | 10 |  | 50 | aqueous suspension | time before neutralization | 5 |  |  | 0.24 | LR | [5 empty] | 2 | [12 empty] | /mL
Sudhaus 2014 Effectiveness of a peracetic acid-based disinfectant against spores of Bacillus cereus under different environmental conditions | protein | Liquid Suspension |  |  |  |  | 10 | mL | 1e-05 | m^3 |  |  |  | 0.0375 | wt% |  |  | 1 | 10 |  | 50 | aqueous suspension with protein load | time before neutralization | 5 |  |  | 0.24 | LR | [5 empty] | 2 | [12 empty] | /mL
Sudhaus 2014 Effectiveness of a peracetic acid-based disinfectant against spores of Bacillus cereus under different environmental conditions | protein | Liquid Suspension |  |  |  |  | 10 | mL | 1e-05 | m^3 |  |  |  | 0.0375 | wt% |  |  | 1 | 15 |  | 50 | aqueous suspension with protein load | time before neutralization | 60 |  |  | 0.24 | LR | [5 empty] | 2 | [12 empty] | /mL
Sudhaus 2014 Effectiveness of a peracetic acid-based disinfectant against spores of Bacillus cereus under different environmental conditions | protein | Liquid Suspension |  |  |  |  | 10 | mL | 1e-05 | m^3 |  |  |  | 0.0375 | wt% |  |  | 1 | 10 |  | 50 | aqueous suspension with protein load | time before neutralization | 30 |  |  | 0.25 | LR | [5 empty] | 2 | [12 empty] | /mL
Sudhaus 2014 Effectiveness of a peracetic acid-based disinfectant against spores of Bacillus cereus under different environmental conditions |  | Liquid Suspension |  |  |  |  | 10 | mL | 1e-05 | m^3 |  |  |  | 0.075 | wt% |  |  | 1 | 15 |  | 50 | aqueous suspension | time before neutralization | 5 |  |  | 0.25 | LR | [5 empty] | 2 | [12 empty] | /mL
Sudhaus 2014 Effectiveness of a peracetic acid-based disinfectant against spores of Bacillus cereus under different environmental conditions | protein | Liquid Suspension |  |  |  |  | 10 | mL | 1e-05 | m^3 |  |  |  | 0.075 | wt% |  |  | 1 | 10 |  | 50 | aqueous suspension with protein load | time before neutralization | 60 |  |  | 0.25 | LR | [5 empty] | 2 | [12 empty] | /mL
Sudhaus 2014 Effectiveness of a peracetic acid-based disinfectant against spores of Bacillus cereus under different environmental conditions | protein | Liquid Suspension |  |  |  |  | 10 | mL | 1e-05 | m^3 |  |  |  | 0.0375 | wt% |  |  | 1 | 15 |  | 50 | aqueous suspension with protein load | time before neutralization | 5 |  |  | 0.255 | LR | [5 empty] | 2 | [12 empty] | /mL
Sudhaus 2014 Effectiveness of a peracetic acid-based disinfectant against spores of Bacillus cereus under different environmental conditions | protein | Liquid Suspension |  |  |  |  | 10 | mL | 1e-05 | m^3 |  |  |  | 0.075 | wt% |  |  | 1 | 15 |  | 50 | aqueous suspension with protein load | time before neutralization | 30 |  |  | 0.255 | LR | [5 empty] | 2 | [12 empty] | /mL
Sudhaus 2014 Effectiveness of a peracetic acid-based disinfectant against spores of Bacillus cereus under different environmental conditions | protein | Liquid Suspension |  |  |  |  | 10 | mL | 1e-05 | m^3 |  |  |  | 0.075 | wt% |  |  | 1 | 15 |  | 50 | aqueous suspension with protein load | time before neutralization | 5 |  |  | 0.265 | LR | [5 empty] | 2 | [12 empty] | /mL
Sudhaus 2014 Effectiveness of a peracetic acid-based disinfectant against spores of Bacillus cereus under different environmental conditions | protein | Liquid Suspension |  |  |  |  | 10 | mL | 1e-05 | m^3 |  |  |  | 0.3 | wt% |  |  | 1 | 15 |  | 50 | aqueous suspension with protein load | time before neutralization | 5 |  |  | 0.27 | LR | [5 empty] | 2 | [12 empty] | /mL
Sudhaus 2014 Effectiveness of a peracetic acid-based disinfectant against spores of Bacillus cereus under different environmental conditions | protein | Liquid Suspension |  |  |  |  | 10 | mL | 1e-05 | m^3 |  |  |  | 0.0375 | wt% |  |  | 1 | 15 |  | 50 | aqueous suspension with protein load | time before neutralization | 30 |  |  | 0.275 | LR | [5 empty] | 2 | [12 empty] | /mL
Sudhaus 2014 Effectiveness of a peracetic acid-based disinfectant against spores of Bacillus cereus under different environmental conditions | protein | Liquid Suspension |  |  |  |  | 10 | mL | 1e-05 | m^3 |  |  |  | 0.0375 | wt% |  |  | 1 | 15 |  | 50 | aqueous suspension with protein load | time before neutralization | 5 |  |  | 0.28 | LR | [5 empty] | 2 | [12 empty] | /mL
Sudhaus 2014 Effectiveness of a peracetic acid-based disinfectant against spores of Bacillus cereus under different environmental conditions |  | Liquid Suspension |  |  |  |  | 10 | mL | 1e-05 | m^3 |  |  |  | 0.075 | wt% |  |  | 1 | 15 |  | 50 | aqueous suspension | time before neutralization | 5 |  |  | 0.28 | LR | [5 empty] | 2 | [12 empty] | /mL
Sudhaus 2014 Effectiveness of a peracetic acid-based disinfectant against spores of Bacillus cereus under different environmental conditions |  | Liquid Suspension |  |  |  |  | 10 | mL | 1e-05 | m^3 |  |  |  | 0.075 | wt% |  |  | 1 | 15 |  | 50 | aqueous suspension | time before neutralization | 60 |  |  | 0.28 | LR | [5 empty] | 2 | [12 empty] | /mL
Sudhaus 2014 Effectiveness of a peracetic acid-based disinfectant against spores of Bacillus cereus under different environmental conditions | protein | Liquid Suspension |  |  |  |  | 10 | mL | 1e-05 | m^3 |  |  |  | 0.15 | wt% |  |  | 1 | 10 |  | 50 | aqueous suspension with protein load | time before neutralization | 5 |  |  | 0.29 | LR | [5 empty] | 2 | [12 empty] | /mL
Sudhaus 2014 Effectiveness of a peracetic acid-based disinfectant against spores of Bacillus cereus under different environmental conditions | protein | Liquid Suspension |  |  |  |  | 10 | mL | 1e-05 | m^3 |  |  |  | 0.075 | wt% |  |  | 1 | 10 |  | 50 | aqueous suspension with protein load | time before neutralization | 5 |  |  | 0.3 | LR | [5 empty] | 2 | [12 empty] | /mL
Sudhaus 2014 Effectiveness of a peracetic acid-based disinfectant against spores of Bacillus cereus under different environmental conditions | protein | Liquid Suspension |  |  |  |  | 10 | mL | 1e-05 | m^3 |  |  |  | 0.0375 | wt% |  |  | 1 | 10 |  | 50 | aqueous suspension with protein load | time before neutralization | 30 |  |  | 0.3 | LR | [5 empty] | 2 | [12 empty] | /mL
Sudhaus 2014 Effectiveness of a peracetic acid-based disinfectant against spores of Bacillus cereus under different environmental conditions | protein | Liquid Suspension |  |  |  |  | 10 | mL | 1e-05 | m^3 |  |  |  | 0.225 | wt% |  |  | 1 | 15 |  | 50 | aqueous suspension with protein load | time before neutralization | 5 |  |  | 0.305 | LR | [5 empty] | 2 | [12 empty] | /mL
Sudhaus 2014 Effectiveness of a peracetic acid-based disinfectant against spores of Bacillus cereus under different environmental conditions |  | Liquid Suspension |  |  |  |  | 10 | mL | 1e-05 | m^3 |  |  |  | 0.0375 | wt% |  |  | 1 | 20 |  | 50 | aqueous suspension | time before neutralization | 60 |  |  | 0.305 | LR | [5 empty] | 2 | [12 empty] | /mL
Sudhaus 2014 Effectiveness of a peracetic acid-based disinfectant against spores of Bacillus cereus under different environmental conditions |  | Liquid Suspension |  |  |  |  | 10 | mL | 1e-05 | m^3 |  |  |  | 0.0375 | wt% |  |  | 1 | 10 |  | 50 | aqueous suspension | time before neutralization | 30 |  |  | 0.33 | LR | [5 empty] | 2 | [12 empty] | /mL
Sudhaus 2014 Effectiveness of a peracetic acid-based disinfectant against spores of Bacillus cereus under different environmental conditions |  | Liquid Suspension |  |  |  |  | 10 | mL | 1e-05 | m^3 |  |  |  | 0.15 | wt% |  |  | 1 | 10 |  | 50 | aqueous suspension | time before neutralization | 60 |  |  | 0.33 | LR | [5 empty] | 2 | [12 empty] | /mL
Sudhaus 2014 Effectiveness of a peracetic acid-based disinfectant against spores of Bacillus cereus under different environmental conditions | protein | Liquid Suspension |  |  |  |  | 10 | mL | 1e-05 | m^3 |  |  |  | 0.0375 | wt% |  |  | 1 | 10 |  | 50 | aqueous suspension with protein load | time before neutralization | 60 |  |  | 0.35 | LR | [5 empty] | 2 | [12 empty] | /mL
Sudhaus 2014 Effectiveness of a peracetic acid-based disinfectant against spores of Bacillus cereus under different environmental conditions | protein | Liquid Suspension |  |  |  |  | 10 | mL | 1e-05 | m^3 |  |  |  | 0.0375 | wt% |  |  | 1 | 20 |  | 50 | aqueous suspension with protein load | time before neutralization | 30 |  |  | 0.36 | LR | [5 empty] | 2 | [12 empty] | /mL
Sudhaus 2014 Effectiveness of a peracetic acid-based disinfectant against spores of Bacillus cereus under different environmental conditions |  | Liquid Suspension |  |  |  |  | 10 | mL | 1e-05 | m^3 |  |  |  | 0.225 | wt% |  |  | 1 | 20 |  | 50 | aqueous suspension | time before neutralization | 5 |  |  | 0.36 | LR | [5 empty] | 2 | [12 empty] | /mL
Sudhaus 2014 Effectiveness of a peracetic acid-based disinfectant against spores of Bacillus cereus under different environmental conditions | protein | Liquid Suspension |  |  |  |  | 10 | mL | 1e-05 | m^3 |  |  |  | 0.15 | wt% |  |  | 1 | 10 |  | 50 | aqueous suspension with protein load | time before neutralization | 30 |  |  | 0.37 | LR | [5 empty] | 2 | [12 empty] | /mL
Sudhaus 2014 Effectiveness of a peracetic acid-based disinfectant against spores of Bacillus cereus under different environmental conditions | protein | Liquid Suspension |  |  |  |  | 10 | mL | 1e-05 | m^3 |  |  |  | 0.15 | wt% |  |  | 1 | 20 |  | 50 | aqueous suspension with protein load | time before neutralization | 5 |  |  | 0.375 | LR | [5 empty] | 2 | [12 empty] | /mL
Sudhaus 2014 Effectiveness of a peracetic acid-based disinfectant against spores of Bacillus cereus under different environmental conditions |  | Liquid Suspension |  |  |  |  | 10 | mL | 1e-05 | m^3 |  |  |  | 0.0375 | wt% |  |  | 1 | 10 |  | 50 | aqueous suspension | time before neutralization | 5 |  |  | 0.375 | LR | [5 empty] | 2 | [12 empty] | /mL
Sudhaus 2014 Effectiveness of a peracetic acid-based disinfectant against spores of Bacillus cereus under different environmental conditions |  | Liquid Suspension |  |  |  |  | 10 | mL | 1e-05 | m^3 |  |  |  | 0.075 | wt% |  |  | 1 | 10 |  | 50 | aqueous suspension | time before neutralization | 30 |  |  | 0.395 | LR | [5 empty] | 2 | [12 empty] | /mL
Sudhaus 2014 Effectiveness of a peracetic acid-based disinfectant against spores of Bacillus cereus under different environmental conditions |  | Liquid Suspension |  |  |  |  | 10 | mL | 1e-05 | m^3 |  |  |  | 0.3 | wt% |  |  | 1 | 10 |  | 50 | aqueous suspension | time before neutralization | 30 |  |  | 0.4 | LR | [5 empty] | 2 | [12 empty] | /mL
Sudhaus 2014 Effectiveness of a peracetic acid-based disinfectant against spores of Bacillus cereus under different environmental conditions | protein | Liquid Suspension |  |  |  |  | 10 | mL | 1e-05 | m^3 |  |  |  | 0.0375 | wt% |  |  | 1 | 15 |  | 50 | aqueous suspension with protein load | time before neutralization | 30 |  |  | 0.405 | LR | [5 empty] | 2 | [12 empty] | /mL
Sudhaus 2014 Effectiveness of a peracetic acid-based disinfectant against spores of Bacillus cereus under different environmental conditions | protein | Liquid Suspension |  |  |  |  | 10 | mL | 1e-05 | m^3 |  |  |  | 0.0375 | wt% |  |  | 1 | 10 |  | 50 | aqueous suspension with protein load | time before neutralization | 60 |  |  | 0.405 | LR | [5 empty] | 2 | [12 empty] | /mL
Sudhaus 2014 Effectiveness of a peracetic acid-based disinfectant against spores of Bacillus cereus under different environmental conditions | protein | Liquid Suspension |  |  |  |  | 10 | mL | 1e-05 | m^3 |  |  |  | 0.075 | wt% |  |  | 1 | 15 |  | 50 | aqueous suspension with protein load | time before neutralization | 5 |  |  | 0.405 | LR | [5 empty] | 2 | [12 empty] | /mL
Sudhaus 2014 Effectiveness of a peracetic acid-based disinfectant against spores of Bacillus cereus under different environmental conditions |  | Liquid Suspension |  |  |  |  | 10 | mL | 1e-05 | m^3 |  |  |  | 0.3 | wt% |  |  | 1 | 15 |  | 50 | aqueous suspension | time before neutralization | 5 |  |  | 0.405 | LR | [5 empty] | 2 | [12 empty] | /mL
Sudhaus 2014 Effectiveness of a peracetic acid-based disinfectant against spores of Bacillus cereus under different environmental conditions | protein | Liquid Suspension |  |  |  |  | 10 | mL | 1e-05 | m^3 |  |  |  | 0.225 | wt% |  |  | 1 | 20 |  | 50 | aqueous suspension with protein load | time before neutralization | 5 |  |  | 0.41 | LR | [5 empty] | 2 | [12 empty] | /mL
Sudhaus 2014 Effectiveness of a peracetic acid-based disinfectant against spores of Bacillus cereus under different environmental conditions |  | Liquid Suspension |  |  |  |  | 10 | mL | 1e-05 | m^3 |  |  |  | 0.075 | wt% |  |  | 1 | 15 |  | 50 | aqueous suspension | time before neutralization | 5 |  |  | 0.41 | LR | [5 empty] | 2 | [12 empty] | /mL
Sudhaus 2014 Effectiveness of a peracetic acid-based disinfectant against spores of Bacillus cereus under different environmental conditions |  | Liquid Suspension |  |  |  |  | 10 | mL | 1e-05 | m^3 |  |  |  | 0.3 | wt% |  |  | 1 | 10 |  | 50 | aqueous suspension | time before neutralization | 5 |  |  | 0.415 | LR | [5 empty] | 2 | [12 empty] | /mL
Sudhaus 2014 Effectiveness of a peracetic acid-based disinfectant against spores of Bacillus cereus under different environmental conditions | protein | Liquid Suspension |  |  |  |  | 10 | mL | 1e-05 | m^3 |  |  |  | 0.075 | wt% |  |  | 1 | 15 |  | 50 | aqueous suspension with protein load | time before neutralization | 60 |  |  | 0.425 | LR | [5 empty] | 2 | [12 empty] | /mL
Sudhaus 2014 Effectiveness of a peracetic acid-based disinfectant against spores of Bacillus cereus under different environmental conditions |  | Liquid Suspension |  |  |  |  | 10 | mL | 1e-05 | m^3 |  |  |  | 0.075 | wt% |  |  | 1 | 20 |  | 50 | aqueous suspension | time before neutralization | 5 |  |  | 0.435 | LR | [5 empty] | 2 | [12 empty] | /mL
Sudhaus 2014 Effectiveness of a peracetic acid-based disinfectant against spores of Bacillus cereus under different environmental conditions |  | Liquid Suspension |  |  |  |  | 10 | mL | 1e-05 | m^3 |  |  |  | 0.225 | wt% |  |  | 1 | 10 |  | 50 | aqueous suspension | time before neutralization | 5 |  |  | 0.44 | LR | [5 empty] | 2 | [12 empty] | /mL
Sudhaus 2014 Effectiveness of a peracetic acid-based disinfectant against spores of Bacillus cereus under different environmental conditions | protein | Liquid Suspension |  |  |  |  | 10 | mL | 1e-05 | m^3 |  |  |  | 0.15 | wt% |  |  | 1 | 15 |  | 50 | aqueous suspension with protein load | time before neutralization | 30 |  |  | 0.45 | LR | [5 empty] | 2 | [12 empty] | /mL
Sudhaus 2014 Effectiveness of a peracetic acid-based disinfectant against spores of Bacillus cereus under different environmental conditions |  | Liquid Suspension |  |  |  |  | 10 | mL | 1e-05 | m^3 |  |  |  | 0.15 | wt% |  |  | 1 | 15 |  | 50 | aqueous suspension | time before neutralization | 30 |  |  | 0.45 | LR | [5 empty] | 2 | [12 empty] | /mL
Sudhaus 2014 Effectiveness of a peracetic acid-based disinfectant against spores of Bacillus cereus under different environmental conditions | protein | Liquid Suspension |  |  |  |  | 10 | mL | 1e-05 | m^3 |  |  |  | 0.15 | wt% |  |  | 1 | 10 |  | 50 | aqueous suspension with protein load | time before neutralization | 60 |  |  | 0.455 | LR | [5 empty] | 2 | [12 empty] | /mL
Sudhaus 2014 Effectiveness of a peracetic acid-based disinfectant against spores of Bacillus cereus under different environmental conditions |  | Liquid Suspension |  |  |  |  | 10 | mL | 1e-05 | m^3 |  |  |  | 0.15 | wt% |  |  | 1 | 10 |  | 50 | aqueous suspension | time before neutralization | 5 |  |  | 0.47 | LR | [5 empty] | 2 | [12 empty] | /mL
Sudhaus 2014 Effectiveness of a peracetic acid-based disinfectant against spores of Bacillus cereus under different environmental conditions | protein | Liquid Suspension |  |  |  |  | 10 | mL | 1e-05 | m^3 |  |  |  | 0.0375 | wt% |  |  | 1 | 20 |  | 50 | aqueous suspension with protein load | time before neutralization | 60 |  |  | 0.47 | LR | [5 empty] | 2 | [12 empty] | /mL
Sudhaus 2014 Effectiveness of a peracetic acid-based disinfectant against spores of Bacillus cereus under different environmental conditions |  | Liquid Suspension |  |  |  |  | 10 | mL | 1e-05 | m^3 |  |  |  | 0.075 | wt% |  |  | 1 | 20 |  | 50 | aqueous suspension | time before neutralization | 30 |  |  | 0.47 | LR | [5 empty] | 2 | [12 empty] | /mL
Sudhaus 2014 Effectiveness of a peracetic acid-based disinfectant against spores of Bacillus cereus under different environmental conditions | protein | Liquid Suspension |  |  |  |  | 10 | mL | 1e-05 | m^3 |  |  |  | 0.0375 | wt% |  |  | 1 | 10 |  | 50 | aqueous suspension with protein load | time before neutralization | 5 |  |  | 0.485 | LR | [5 empty] | 2 | [12 empty] | /mL
Sudhaus 2014 Effectiveness of a peracetic acid-based disinfectant against spores of Bacillus cereus under different environmental conditions | protein | Liquid Suspension |  |  |  |  | 10 | mL | 1e-05 | m^3 |  |  |  | 0.0375 | wt% |  |  | 1 | 20 |  | 50 | aqueous suspension with protein load | time before neutralization | 30 |  |  | 0.49 | LR | [5 empty] | 2 | [12 empty] | /mL
Sudhaus 2014 Effectiveness of a peracetic acid-based disinfectant against spores of Bacillus cereus under different environmental conditions |  | Liquid Suspension |  |  |  |  | 10 | mL | 1e-05 | m^3 |  |  |  | 0.225 | wt% |  |  | 1 | 10 |  | 50 | aqueous suspension | time before neutralization | 60 |  |  | 0.49 | LR | [5 empty] | 2 | [12 empty] | /mL
Sudhaus 2014 Effectiveness of a peracetic acid-based disinfectant against spores of Bacillus cereus under different environmental conditions |  | Liquid Suspension |  |  |  |  | 10 | mL | 1e-05 | m^3 |  |  |  | 0.0375 | wt% |  |  | 1 | 10 |  | 50 | aqueous suspension | time before neutralization | 30 |  |  | 0.5 | LR | [5 empty] | 2 | [12 empty] | /mL
Sudhaus 2014 Effectiveness of a peracetic acid-based disinfectant against spores of Bacillus cereus under different environmental conditions | protein | Liquid Suspension |  |  |  |  | 10 | mL | 1e-05 | m^3 |  |  |  | 0.075 | wt% |  |  | 1 | 20 |  | 50 | aqueous suspension with protein load | time before neutralization | 5 |  |  | 0.5 | LR | [5 empty] | 2 | [12 empty] | /mL
Sudhaus 2014 Effectiveness of a peracetic acid-based disinfectant against spores of Bacillus cereus under different environmental conditions |  | Liquid Suspension |  |  |  |  | 10 | mL | 1e-05 | m^3 |  |  |  | 0.0375 | wt% |  |  | 1 | 15 |  | 50 | aqueous suspension | time before neutralization | 30 |  |  | 0.505 | LR | [5 empty] | 2 | [12 empty] | /mL
Sudhaus 2014 Effectiveness of a peracetic acid-based disinfectant against spores of Bacillus cereus under different environmental conditions |  | Liquid Suspension |  |  |  |  | 10 | mL | 1e-05 | m^3 |  |  |  | 0.225 | wt% |  |  | 1 | 15 |  | 50 | aqueous suspension | time before neutralization | 30 |  |  | 0.51 | LR | [5 empty] | 2 | [12 empty] | /mL
Sudhaus 2014 Effectiveness of a peracetic acid-based disinfectant against spores of Bacillus cereus under different environmental conditions |  | Liquid Suspension |  |  |  |  | 10 | mL | 1e-05 | m^3 |  |  |  | 0.0375 | wt% |  |  | 1 | 20 |  | 50 | aqueous suspension | time before neutralization | 5 |  |  | 0.515 | LR | [5 empty] | 2 | [12 empty] | /mL
Sudhaus 2014 Effectiveness of a peracetic acid-based disinfectant against spores of Bacillus cereus under different environmental conditions | protein | Liquid Suspension |  |  |  |  | 10 | mL | 1e-05 | m^3 |  |  |  | 0.0375 | wt% |  |  | 1 | 15 |  | 50 | aqueous suspension with protein load | time before neutralization | 5 |  |  | 0.515 | LR | [5 empty] | 2 | [12 empty] | /mL
Sudhaus 2014 Effectiveness of a peracetic acid-based disinfectant against spores of Bacillus cereus under different environmental conditions |  | Liquid Suspension |  |  |  |  | 10 | mL | 1e-05 | m^3 |  |  |  | 0.075 | wt% |  |  | 1 | 10 |  | 50 | aqueous suspension | time before neutralization | 5 |  |  | 0.52 | LR | [5 empty] | 2 | [12 empty] | /mL
Sudhaus 2014 Effectiveness of a peracetic acid-based disinfectant against spores of Bacillus cereus under different environmental conditions |  | Liquid Suspension |  |  |  |  | 10 | mL | 1e-05 | m^3 |  |  |  | 0.0375 | wt% |  |  | 1 | 10 |  | 50 | aqueous suspension | time before neutralization | 60 |  |  | 0.535 | LR | [5 empty] | 2 | [12 empty] | /mL
Sudhaus 2014 Effectiveness of a peracetic acid-based disinfectant against spores of Bacillus cereus under different environmental conditions |  | Liquid Suspension |  |  |  |  | 10 | mL | 1e-05 | m^3 |  |  |  | 0.3 | wt% |  |  | 1 | 20 |  | 50 | aqueous suspension | time before neutralization | 5 |  |  | 0.535 | LR | [5 empty] | 2 | [12 empty] | /mL
Sudhaus 2014 Effectiveness of a peracetic acid-based disinfectant against spores of Bacillus cereus under different environmental conditions | protein | Liquid Suspension |  |  |  |  | 10 | mL | 1e-05 | m^3 |  |  |  | 0.075 | wt% |  |  | 1 | 10 |  | 50 | aqueous suspension with protein load | time before neutralization | 30 |  |  | 0.545 | LR | [5 empty] | 2 | [12 empty] | /mL
Sudhaus 2014 Effectiveness of a peracetic acid-based disinfectant against spores of Bacillus cereus under different environmental conditions |  | Liquid Suspension |  |  |  |  | 10 | mL | 1e-05 | m^3 |  |  |  | 0.15 | wt% |  |  | 1 | 15 |  | 50 | aqueous suspension | time before neutralization | 5 |  |  | 0.55 | LR | [5 empty] | 2 | [12 empty] | /mL
Sudhaus 2014 Effectiveness of a peracetic acid-based disinfectant against spores of Bacillus cereus under different environmental conditions | protein | Liquid Suspension |  |  |  |  | 10 | mL | 1e-05 | m^3 |  |  |  | 0.225 | wt% |  |  | 1 | 10 |  | 50 | aqueous suspension with protein load | time before neutralization | 5 |  |  | 0.56 | LR | [5 empty] | 2 | [12 empty] | /mL
Sudhaus 2014 Effectiveness of a peracetic acid-based disinfectant against spores of Bacillus cereus under different environmental conditions | protein | Liquid Suspension |  |  |  |  | 10 | mL | 1e-05 | m^3 |  |  |  | 0.0375 | wt% |  |  | 1 | 15 |  | 50 | aqueous suspension with protein load | time before neutralization | 60 |  |  | 0.575 | LR | [5 empty] | 2 | [12 empty] | /mL
Sudhaus 2014 Effectiveness of a peracetic acid-based disinfectant against spores of Bacillus cereus under different environmental conditions |  | Liquid Suspension |  |  |  |  | 10 | mL | 1e-05 | m^3 |  |  |  | 0.0375 | wt% |  |  | 1 | 10 |  | 50 | aqueous suspension | time before neutralization | 30 |  |  | 0.575 | LR | [5 empty] | 2 | [12 empty] | /mL
Sudhaus 2014 Effectiveness of a peracetic acid-based disinfectant against spores of Bacillus cereus under different environmental conditions | protein | Liquid Suspension |  |  |  |  | 10 | mL | 1e-05 | m^3 |  |  |  | 0.3 | wt% |  |  | 1 | 20 |  | 50 | aqueous suspension with protein load | time before neutralization | 5 |  |  | 0.58 | LR | [5 empty] | 2 | [12 empty] | /mL
Sudhaus 2014 Effectiveness of a peracetic acid-based disinfectant against spores of Bacillus cereus under different environmental conditions |  | Liquid Suspension |  |  |  |  | 10 | mL | 1e-05 | m^3 |  |  |  | 0.0375 | wt% |  |  | 1 | 20 |  | 50 | aqueous suspension | time before neutralization | 30 |  |  | 0.585 | LR | [5 empty] | 2 | [12 empty] | /mL
Sudhaus 2014 Effectiveness of a peracetic acid-based disinfectant against spores of Bacillus cereus under different environmental conditions |  | Liquid Suspension |  |  |  |  | 10 | mL | 1e-05 | m^3 |  |  |  | 0.225 | wt% |  |  | 1 | 15 |  | 50 | aqueous suspension | time before neutralization | 5 |  |  | 0.59 | LR | [5 empty] | 2 | [12 empty] | /mL
Sudhaus 2014 Effectiveness of a peracetic acid-based disinfectant against spores of Bacillus cereus under different environmental conditions |  | Liquid Suspension |  |  |  |  | 10 | mL | 1e-05 | m^3 |  |  |  | 0.0375 | wt% |  |  | 1 | 10 |  | 50 | aqueous suspension | time before neutralization | 60 |  |  | 0.59 | LR | [5 empty] | 2 | [12 empty] | /mL
Sudhaus 2014 Effectiveness of a peracetic acid-based disinfectant against spores of Bacillus cereus under different environmental conditions |  | Liquid Suspension |  |  |  |  | 10 | mL | 1e-05 | m^3 |  |  |  | 0.075 | wt% |  |  | 1 | 10 |  | 50 | aqueous suspension | time before neutralization | 30 |  |  | 0.605 | LR | [5 empty] | 2 | [12 empty] | /mL
Sudhaus 2014 Effectiveness of a peracetic acid-based disinfectant against spores of Bacillus cereus under different environmental conditions | protein | Liquid Suspension |  |  |  |  | 10 | mL | 1e-05 | m^3 |  |  |  | 0.15 | wt% |  |  | 1 | 10 |  | 50 | aqueous suspension with protein load | time before neutralization | 5 |  |  | 0.615 | LR | [5 empty] | 2 | [12 empty] | /mL
Sudhaus 2014 Effectiveness of a peracetic acid-based disinfectant against spores of Bacillus cereus under different environmental conditions |  | Liquid Suspension |  |  |  |  | 10 | mL | 1e-05 | m^3 |  |  |  | 0.075 | wt% |  |  | 1 | 20 |  | 50 | aqueous suspension | time before neutralization | 5 |  |  | 0.615 | LR | [5 empty] | 2 | [12 empty] | /mL
Sudhaus 2014 Effectiveness of a peracetic acid-based disinfectant against spores of Bacillus cereus under different environmental conditions | protein | Liquid Suspension |  |  |  |  | 10 | mL | 1e-05 | m^3 |  |  |  | 0.15 | wt% |  |  | 1 | 15 |  | 50 | aqueous suspension with protein load | time before neutralization | 5 |  |  | 0.62 | LR | [5 empty] | 2 | [12 empty] | /mL
Sudhaus 2014 Effectiveness of a peracetic acid-based disinfectant against spores of Bacillus cereus under different environmental conditions | protein | Liquid Suspension |  |  |  |  | 10 | mL | 1e-05 | m^3 |  |  |  | 0.075 | wt% |  |  | 1 | 10 |  | 50 | aqueous suspension with protein load | time before neutralization | 5 |  |  | 0.62 | LR | [5 empty] | 2 | [12 empty] | /mL
Sudhaus 2014 Effectiveness of a peracetic acid-based disinfectant against spores of Bacillus cereus under different environmental conditions | protein | Liquid Suspension |  |  |  |  | 10 | mL | 1e-05 | m^3 |  |  |  | 0.075 | wt% |  |  | 1 | 10 |  | 50 | aqueous suspension with protein load | time before neutralization | 30 |  |  | 0.635 | LR | [5 empty] | 2 | [12 empty] | /mL
Sudhaus 2014 Effectiveness of a peracetic acid-based disinfectant against spores of Bacillus cereus under different environmental conditions | protein | Liquid Suspension |  |  |  |  | 10 | mL | 1e-05 | m^3 |  |  |  | 0.075 | wt% |  |  | 1 | 20 |  | 50 | aqueous suspension with protein load | time before neutralization | 30 |  |  | 0.635 | LR | [5 empty] | 2 | [12 empty] | /mL
Sudhaus 2014 Effectiveness of a peracetic acid-based disinfectant against spores of Bacillus cereus under different environmental conditions |  | Liquid Suspension |  |  |  |  | 10 | mL | 1e-05 | m^3 |  |  |  | 0.0375 | wt% |  |  | 1 | 20 |  | 50 | aqueous suspension | time before neutralization | 5 |  |  | 0.635 | LR | [5 empty] | 2 | [12 empty] | /mL
Sudhaus 2014 Effectiveness of a peracetic acid-based disinfectant against spores of Bacillus cereus under different environmental conditions |  | Liquid Suspension |  |  |  |  | 10 | mL | 1e-05 | m^3 |  |  |  | 0.0375 | wt% |  |  | 1 | 15 |  | 50 | aqueous suspension | time before neutralization | 30 |  |  | 0.65 | LR | [5 empty] | 2 | [12 empty] | /mL
Sudhaus 2014 Effectiveness of a peracetic acid-based disinfectant against spores of Bacillus cereus under different environmental conditions | protein | Liquid Suspension |  |  |  |  | 10 | mL | 1e-05 | m^3 |  |  |  | 0.075 | wt% |  |  | 1 | 15 |  | 50 | aqueous suspension with protein load | time before neutralization | 30 |  |  | 0.66 | LR | [5 empty] | 2 | [12 empty] | /mL
Sudhaus 2014 Effectiveness of a peracetic acid-based disinfectant against spores of Bacillus cereus under different environmental conditions |  | Liquid Suspension |  |  |  |  | 10 | mL | 1e-05 | m^3 |  |  |  | 0.15 | wt% |  |  | 1 | 15 |  | 50 | aqueous suspension | time before neutralization | 5 |  |  | 0.665 | LR | [5 empty] | 2 | [12 empty] | /mL
Sudhaus 2014 Effectiveness of a peracetic acid-based disinfectant against spores of Bacillus cereus under different environmental conditions | protein | Liquid Suspension |  |  |  |  | 10 | mL | 1e-05 | m^3 |  |  |  | 0.15 | wt% |  |  | 1 | 15 |  | 50 | aqueous suspension with protein load | time before neutralization | 5 |  |  | 0.675 | LR | [5 empty] | 2 | [12 empty] | /mL
Sudhaus 2014 Effectiveness of a peracetic acid-based disinfectant against spores of Bacillus cereus under different environmental conditions |  | Liquid Suspension |  |  |  |  | 10 | mL | 1e-05 | m^3 |  |  |  | 0.15 | wt% |  |  | 1 | 10 |  | 50 | aqueous suspension | time before neutralization | 5 |  |  | 0.7 | LR | [5 empty] | 2 | [12 empty] | /mL
Sudhaus 2014 Effectiveness of a peracetic acid-based disinfectant against spores of Bacillus cereus under different environmental conditions |  | Liquid Suspension |  |  |  |  | 10 | mL | 1e-05 | m^3 |  |  |  | 0.3 | wt% |  |  | 1 | 10 |  | 50 | aqueous suspension | time before neutralization | 60 |  |  | 0.73 | LR | [5 empty] | 2 | [12 empty] | /mL
Sudhaus 2014 Effectiveness of a peracetic acid-based disinfectant against spores of Bacillus cereus under different environmental conditions |  | Liquid Suspension |  |  |  |  | 10 | mL | 1e-05 | m^3 |  |  |  | 0.0375 | wt% |  |  | 1 | 15 |  | 50 | aqueous suspension | time before neutralization | 30 |  |  | 0.75 | LR | [5 empty] | 2 | [12 empty] | /mL
Sudhaus 2014 Effectiveness of a peracetic acid-based disinfectant against spores of Bacillus cereus under different environmental conditions |  | Liquid Suspension |  |  |  |  | 10 | mL | 1e-05 | m^3 |  |  |  | 0.15 | wt% |  |  | 1 | 10 |  | 50 | aqueous suspension | time before neutralization | 30 |  |  | 0.755 | LR | [5 empty] | 2 | [12 empty] | /mL
Sudhaus 2014 Effectiveness of a peracetic acid-based disinfectant against spores of Bacillus cereus under different environmental conditions | protein | Liquid Suspension |  |  |  |  | 10 | mL | 1e-05 | m^3 |  |  |  | 0.225 | wt% |  |  | 1 | 10 |  | 50 | aqueous suspension with protein load | time before neutralization | 30 |  |  | 0.76 | LR | [5 empty] | 2 | [12 empty] | /mL
Sudhaus 2014 Effectiveness of a peracetic acid-based disinfectant against spores of Bacillus cereus under different environmental conditions | protein | Liquid Suspension |  |  |  |  | 10 | mL | 1e-05 | m^3 |  |  |  | 0.0375 | wt% |  |  | 1 | 20 |  | 50 | aqueous suspension with protein load | time before neutralization | 5 |  |  | 0.765 | LR | [5 empty] | 2 | [12 empty] | /mL
Sudhaus 2014 Effectiveness of a peracetic acid-based disinfectant against spores of Bacillus cereus under different environmental conditions |  | Liquid Suspension |  |  |  |  | 10 | mL | 1e-05 | m^3 |  |  |  | 0.075 | wt% |  |  | 1 | 10 |  | 50 | aqueous suspension | time before neutralization | 60 |  |  | 0.78 | LR | [5 empty] | 2 | [12 empty] | /mL
Sudhaus 2014 Effectiveness of a peracetic acid-based disinfectant against spores of Bacillus cereus under different environmental conditions |  | Liquid Suspension |  |  |  |  | 10 | mL | 1e-05 | m^3 |  |  |  | 0.225 | wt% |  |  | 1 | 10 |  | 50 | aqueous suspension | time before neutralization | 5 |  |  | 0.78 | LR | [5 empty] | 2 | [12 empty] | /mL
Sudhaus 2014 Effectiveness of a peracetic acid-based disinfectant against spores of Bacillus cereus under different environmental conditions | protein | Liquid Suspension |  |  |  |  | 10 | mL | 1e-05 | m^3 |  |  |  | 0.0375 | wt% |  |  | 1 | 15 |  | 50 | aqueous suspension with protein load | time before neutralization | 30 |  |  | 0.805 | LR | [5 empty] | 2 | [12 empty] | /mL
Sudhaus 2014 Effectiveness of a peracetic acid-based disinfectant against spores of Bacillus cereus under different environmental conditions | protein | Liquid Suspension |  |  |  |  | 10 | mL | 1e-05 | m^3 |  |  |  | 0.225 | wt% |  |  | 1 | 15 |  | 50 | aqueous suspension with protein load | time before neutralization | 30 |  |  | 0.805 | LR | [5 empty] | 2 | [12 empty] | /mL
Sudhaus 2014 Effectiveness of a peracetic acid-based disinfectant against spores of Bacillus cereus under different environmental conditions | protein | Liquid Suspension |  |  |  |  | 10 | mL | 1e-05 | m^3 |  |  |  | 0.3 | wt% |  |  | 1 | 10 |  | 50 | aqueous suspension with protein load | time before neutralization | 5 |  |  | 0.81 | LR | [5 empty] | 2 | [12 empty] | /mL
Sudhaus 2014 Effectiveness of a peracetic acid-based disinfectant against spores of Bacillus cereus under different environmental conditions | protein | Liquid Suspension |  |  |  |  | 10 | mL | 1e-05 | m^3 |  |  |  | 0.225 | wt% |  |  | 1 | 10 |  | 50 | aqueous suspension with protein load | time before neutralization | 60 |  |  | 0.82 | LR | [5 empty] | 2 | [12 empty] | /mL
Sudhaus 2014 Effectiveness of a peracetic acid-based disinfectant against spores of Bacillus cereus under different environmental conditions | protein | Liquid Suspension |  |  |  |  | 10 | mL | 1e-05 | m^3 |  |  |  | 0.0375 | wt% |  |  | 1 | 10 |  | 50 | aqueous suspension with protein load | time before neutralization | 30 |  |  | 0.82 | LR | [5 empty] | 2 | [12 empty] | /mL
Sudhaus 2014 Effectiveness of a peracetic acid-based disinfectant against spores of Bacillus cereus under different environmental conditions |  | Liquid Suspension |  |  |  |  | 10 | mL | 1e-05 | m^3 |  |  |  | 0.15 | wt% |  |  | 1 | 20 |  | 50 | aqueous suspension | time before neutralization | 5 |  |  | 0.825 | LR | [5 empty] | 2 | [12 empty] | /mL
Sudhaus 2014 Effectiveness of a peracetic acid-based disinfectant against spores of Bacillus cereus under different environmental conditions |  | Liquid Suspension |  |  |  |  | 10 | mL | 1e-05 | m^3 |  |  |  | 0.0375 | wt% |  |  | 1 | 10 |  | 50 | aqueous suspension | time before neutralization | 60 |  |  | 0.83 | LR | [5 empty] | 2 | [12 empty] | /mL
Sudhaus 2014 Effectiveness of a peracetic acid-based disinfectant against spores of Bacillus cereus under different environmental conditions |  | Liquid Suspension |  |  |  |  | 10 | mL | 1e-05 | m^3 |  |  |  | 0.075 | wt% |  |  | 1 | 20 |  | 50 | aqueous suspension | time before neutralization | 5 |  |  | 0.835 | LR | [5 empty] | 2 | [12 empty] | /mL
Sudhaus 2014 Effectiveness of a peracetic acid-based disinfectant against spores of Bacillus cereus under different environmental conditions | protein | Liquid Suspension |  |  |  |  | 10 | mL | 1e-05 | m^3 |  |  |  | 0.075 | wt% |  |  | 1 | 20 |  | 50 | aqueous suspension with protein load | time before neutralization | 60 |  |  | 0.84 | LR | [5 empty] | 2 | [12 empty] | /mL
Sudhaus 2014 Effectiveness of a peracetic acid-based disinfectant against spores of Bacillus cereus under different environmental conditions | protein | Liquid Suspension |  |  |  |  | 10 | mL | 1e-05 | m^3 |  |  |  | 0.3 | wt% |  |  | 1 | 10 |  | 50 | aqueous suspension with protein load | time before neutralization | 30 |  |  | 0.85 | LR | [5 empty] | 2 | [12 empty] | /mL
Sudhaus 2014 Effectiveness of a peracetic acid-based disinfectant against spores of Bacillus cereus under different environmental conditions | protein | Liquid Suspension |  |  |  |  | 10 | mL | 1e-05 | m^3 |  |  |  | 0.0375 | wt% |  |  | 1 | 20 |  | 50 | aqueous suspension with protein load | time before neutralization | 60 |  |  | 0.865 | LR | [5 empty] | 2 | [12 empty] | /mL
Sudhaus 2014 Effectiveness of a peracetic acid-based disinfectant against spores of Bacillus cereus under different environmental conditions |  | Liquid Suspension |  |  |  |  | 10 | mL | 1e-05 | m^3 |  |  |  | 0.075 | wt% |  |  | 1 | 15 |  | 50 | aqueous suspension | time before neutralization | 30 |  |  | 0.87 | LR | [5 empty] | 2 | [12 empty] | /mL
Sudhaus 2014 Effectiveness of a peracetic acid-based disinfectant against spores of Bacillus cereus under different environmental conditions |  | Liquid Suspension |  |  |  |  | 10 | mL | 1e-05 | m^3 |  |  |  | 0.075 | wt% |  |  | 1 | 10 |  | 50 | aqueous suspension | time before neutralization | 30 |  |  | 0.88 | LR | [5 empty] | 2 | [12 empty] | /mL
Sudhaus 2014 Effectiveness of a peracetic acid-based disinfectant against spores of Bacillus cereus under different environmental conditions |  | Liquid Suspension |  |  |  |  | 10 | mL | 1e-05 | m^3 |  |  |  | 0.0375 | wt% |  |  | 1 | 15 |  | 50 | aqueous suspension | time before neutralization | 60 |  |  | 0.88 | LR | [5 empty] | 2 | [12 empty] | /mL
Sudhaus 2014 Effectiveness of a peracetic acid-based disinfectant against spores of Bacillus cereus under different environmental conditions | protein | Liquid Suspension |  |  |  |  | 10 | mL | 1e-05 | m^3 |  |  |  | 0.225 | wt% |  |  | 1 | 15 |  | 50 | aqueous suspension with protein load | time before neutralization | 5 |  |  | 0.885 | LR | [5 empty] | 2 | [12 empty] | /mL
Sudhaus 2014 Effectiveness of a peracetic acid-based disinfectant against spores of Bacillus cereus under different environmental conditions |  | Liquid Suspension |  |  |  |  | 10 | mL | 1e-05 | m^3 |  |  |  | 0.15 | wt% |  |  | 1 | 15 |  | 50 | aqueous suspension | time before neutralization | 60 |  |  | 0.89 | LR | [5 empty] | 2 | [12 empty] | /mL
Sudhaus 2014 Effectiveness of a peracetic acid-based disinfectant against spores of Bacillus cereus under different environmental conditions |  | Liquid Suspension |  |  |  |  | 10 | mL | 1e-05 | m^3 |  |  |  | 0.3 | wt% |  |  | 1 | 15 |  | 50 | aqueous suspension | time before neutralization | 5 |  |  | 0.895 | LR | [5 empty] | 2 | [12 empty] | /mL
Sudhaus 2014 Effectiveness of a peracetic acid-based disinfectant against spores of Bacillus cereus under different environmental conditions |  | Liquid Suspension |  |  |  |  | 10 | mL | 1e-05 | m^3 |  |  |  | 0.3 | wt% |  |  | 1 | 10 |  | 50 | aqueous suspension | time before neutralization | 5 |  |  | 0.905 | LR | [5 empty] | 2 | [12 empty] | /mL
Sudhaus 2014 Effectiveness of a peracetic acid-based disinfectant against spores of Bacillus cereus under different environmental conditions | protein | Liquid Suspension |  |  |  |  | 10 | mL | 1e-05 | m^3 |  |  |  | 0.075 | wt% |  |  | 1 | 10 |  | 50 | aqueous suspension with protein load | time before neutralization | 60 |  |  | 0.93 | LR | [5 empty] | 2 | [12 empty] | /mL
Sudhaus 2014 Effectiveness of a peracetic acid-based disinfectant against spores of Bacillus cereus under different environmental conditions |  | Liquid Suspension |  |  |  |  | 10 | mL | 1e-05 | m^3 |  |  |  | 0.225 | wt% |  |  | 1 | 15 |  | 50 | aqueous suspension | time before neutralization | 5 |  |  | 0.935 | LR | [5 empty] | 2 | [12 empty] | /mL
Sudhaus 2014 Effectiveness of a peracetic acid-based disinfectant against spores of Bacillus cereus under different environmental conditions |  | Liquid Suspension |  |  |  |  | 10 | mL | 1e-05 | m^3 |  |  |  | 0.225 | wt% |  |  | 1 | 15 |  | 50 | aqueous suspension | time before neutralization | 5 |  |  | 0.945 | LR | [5 empty] | 2 | [12 empty] | /mL
Sudhaus 2014 Effectiveness of a peracetic acid-based disinfectant against spores of Bacillus cereus under different environmental conditions | protein | Liquid Suspension |  |  |  |  | 10 | mL | 1e-05 | m^3 |  |  |  | 0.225 | wt% |  |  | 1 | 10 |  | 50 | aqueous suspension with protein load | time before neutralization | 5 |  |  | 0.95 | LR | [5 empty] | 2 | [12 empty] | /mL
Sudhaus 2014 Effectiveness of a peracetic acid-based disinfectant against spores of Bacillus cereus under different environmental conditions |  | Liquid Suspension |  |  |  |  | 10 | mL | 1e-05 | m^3 |  |  |  | 0.3 | wt% |  |  | 1 | 15 |  | 50 | aqueous suspension | time before neutralization | 30 |  |  | 0.95 | LR | [5 empty] | 2 | [12 empty] | /mL
Sudhaus 2014 Effectiveness of a peracetic acid-based disinfectant against spores of Bacillus cereus under different environmental conditions |  | Liquid Suspension |  |  |  |  | 10 | mL | 1e-05 | m^3 |  |  |  | 0.075 | wt% |  |  | 1 | 10 |  | 50 | aqueous suspension | time before neutralization | 60 |  |  | 0.955 | LR | [5 empty] | 2 | [12 empty] | /mL
Sudhaus 2014 Effectiveness of a peracetic acid-based disinfectant against spores of Bacillus cereus under different environmental conditions | protein | Liquid Suspension |  |  |  |  | 10 | mL | 1e-05 | m^3 |  |  |  | 0.15 | wt% |  |  | 1 | 15 |  | 50 | aqueous suspension with protein load | time before neutralization | 60 |  |  | 0.955 | LR | [5 empty] | 2 | [12 empty] | /mL
Sudhaus 2014 Effectiveness of a peracetic acid-based disinfectant against spores of Bacillus cereus under different environmental conditions |  | Liquid Suspension |  |  |  |  | 10 | mL | 1e-05 | m^3 |  |  |  | 0.225 | wt% |  |  | 1 | 10 |  | 50 | aqueous suspension | time before neutralization | 5 |  |  | 0.96 | LR | [5 empty] | 2 | [12 empty] | /mL
Sudhaus 2014 Effectiveness of a peracetic acid-based disinfectant against spores of Bacillus cereus under different environmental conditions |  | Liquid Suspension |  |  |  |  | 10 | mL | 1e-05 | m^3 |  |  |  | 0.075 | wt% |  |  | 1 | 15 |  | 50 | aqueous suspension | time before neutralization | 30 |  |  | 0.965 | LR | [5 empty] | 2 | [12 empty] | /mL
Sudhaus 2014 Effectiveness of a peracetic acid-based disinfectant against spores of Bacillus cereus under different environmental conditions | protein | Liquid Suspension |  |  |  |  | 10 | mL | 1e-05 | m^3 |  |  |  | 0.15 | wt% |  |  | 1 | 20 |  | 50 | aqueous suspension with protein load | time before neutralization | 5 |  |  | 0.97 | LR | [5 empty] | 2 | [12 empty] | /mL
Sudhaus 2014 Effectiveness of a peracetic acid-based disinfectant against spores of Bacillus cereus under different environmental conditions | protein | Liquid Suspension |  |  |  |  | 10 | mL | 1e-05 | m^3 |  |  |  | 0.15 | wt% |  |  | 1 | 10 |  | 50 | aqueous suspension with protein load | time before neutralization | 5 |  |  | 0.97 | LR | [5 empty] | 2 | [12 empty] | /mL
Sudhaus 2014 Effectiveness of a peracetic acid-based disinfectant against spores of Bacillus cereus under different environmental conditions | protein | Liquid Suspension |  |  |  |  | 10 | mL | 1e-05 | m^3 |  |  |  | 0.15 | wt% |  |  | 1 | 10 |  | 50 | aqueous suspension with protein load | time before neutralization | 30 |  |  | 0.995 | LR | [5 empty] | 2 | [12 empty] | /mL
Sudhaus 2014 Effectiveness of a peracetic acid-based disinfectant against spores of Bacillus cereus under different environmental conditions |  | Liquid Suspension |  |  |  |  | 10 | mL | 1e-05 | m^3 |  |  |  | 0.0375 | wt% |  |  | 1 | 20 |  | 50 | aqueous suspension | time before neutralization | 60 |  |  | 1 | LR | [5 empty] | 2 | [12 empty] | /mL
Sudhaus 2014 Effectiveness of a peracetic acid-based disinfectant against spores of Bacillus cereus under different environmental conditions |  | Liquid Suspension |  |  |  |  | 10 | mL | 1e-05 | m^3 |  |  |  | 0.075 | wt% |  |  | 1 | 20 |  | 50 | aqueous suspension | time before neutralization | 60 |  |  | 1 | LR | [5 empty] | 2 | [12 empty] | /mL
Sudhaus 2014 Effectiveness of a peracetic acid-based disinfectant against spores of Bacillus cereus under different environmental conditions | protein | Liquid Suspension |  |  |  |  | 10 | mL | 1e-05 | m^3 |  |  |  | 0.0375 | wt% |  |  | 1 | 20 |  | 50 | aqueous suspension with protein load | time before neutralization | 30 |  |  | 1.005 | LR | [5 empty] | 2 | [12 empty] | /mL
Sudhaus 2014 Effectiveness of a peracetic acid-based disinfectant against spores of Bacillus cereus under different environmental conditions |  | Liquid Suspension |  |  |  |  | 10 | mL | 1e-05 | m^3 |  |  |  | 0.0375 | wt% |  |  | 1 | 15 |  | 50 | aqueous suspension | time before neutralization | 60 |  |  | 1.01 | LR | [5 empty] | 2 | [12 empty] | /mL
Sudhaus 2014 Effectiveness of a peracetic acid-based disinfectant against spores of Bacillus cereus under different environmental conditions |  | Liquid Suspension |  |  |  |  | 10 | mL | 1e-05 | m^3 |  |  |  | 0.15 | wt% |  |  | 1 | 20 |  | 50 | aqueous suspension | time before neutralization | 30 |  |  | 1.03 | LR | [5 empty] | 2 | [12 empty] | /mL
Sudhaus 2014 Effectiveness of a peracetic acid-based disinfectant against spores of Bacillus cereus under different environmental conditions |  | Liquid Suspension |  |  |  |  | 10 | mL | 1e-05 | m^3 |  |  |  | 0.15 | wt% |  |  | 1 | 15 |  | 50 | aqueous suspension | time before neutralization | 5 |  |  | 1.055 | LR | [5 empty] | 2 | [12 empty] | /mL
Sudhaus 2014 Effectiveness of a peracetic acid-based disinfectant against spores of Bacillus cereus under different environmental conditions |  | Liquid Suspension |  |  |  |  | 10 | mL | 1e-05 | m^3 |  |  |  | 0.0375 | wt% |  |  | 1 | 20 |  | 50 | aqueous suspension | time before neutralization | 30 |  |  | 1.06 | LR | [5 empty] | 2 | [12 empty] | /mL
Sudhaus 2014 Effectiveness of a peracetic acid-based disinfectant against spores of Bacillus cereus under different environmental conditions |  | Liquid Suspension |  |  |  |  | 10 | mL | 1e-05 | m^3 |  |  |  | 0.225 | wt% |  |  | 1 | 15 |  | 50 | aqueous suspension | time before neutralization | 60 |  |  | 1.105 | LR | [5 empty] | 2 | [12 empty] | /mL
Sudhaus 2014 Effectiveness of a peracetic acid-based disinfectant against spores of Bacillus cereus under different environmental conditions | protein | Liquid Suspension |  |  |  |  | 10 | mL | 1e-05 | m^3 |  |  |  | 0.0375 | wt% |  |  | 1 | 10 |  | 50 | aqueous suspension with protein load | time before neutralization | 60 |  |  | 1.105 | LR | [5 empty] | 2 | [12 empty] | /mL
Sudhaus 2014 Effectiveness of a peracetic acid-based disinfectant against spores of Bacillus cereus under different environmental conditions |  | Liquid Suspension |  |  |  |  | 10 | mL | 1e-05 | m^3 |  |  |  | 0.075 | wt% |  |  | 1 | 15 |  | 50 | aqueous suspension | time before neutralization | 30 |  |  | 1.12 | LR | [5 empty] | 2 | [12 empty] | /mL
Sudhaus 2014 Effectiveness of a peracetic acid-based disinfectant against spores of Bacillus cereus under different environmental conditions |  | Liquid Suspension |  |  |  |  | 10 | mL | 1e-05 | m^3 |  |  |  | 0.15 | wt% |  |  | 1 | 10 |  | 50 | aqueous suspension | time before neutralization | 60 |  |  | 1.125 | LR | [5 empty] | 2 | [12 empty] | /mL
Sudhaus 2014 Effectiveness of a peracetic acid-based disinfectant against spores of Bacillus cereus under different environmental conditions | protein | Liquid Suspension |  |  |  |  | 10 | mL | 1e-05 | m^3 |  |  |  | 0.075 | wt% |  |  | 1 | 10 |  | 50 | aqueous suspension with protein load | time before neutralization | 60 |  |  | 1.155 | LR | [5 empty] | 2 | [12 empty] | /mL
Sudhaus 2014 Effectiveness of a peracetic acid-based disinfectant against spores of Bacillus cereus under different environmental conditions | protein | Liquid Suspension |  |  |  |  | 10 | mL | 1e-05 | m^3 |  |  |  | 0.075 | wt% |  |  | 1 | 20 |  | 50 | aqueous suspension with protein load | time before neutralization | 30 |  |  | 1.155 | LR | [5 empty] | 2 | [12 empty] | /mL
Sudhaus 2014 Effectiveness of a peracetic acid-based disinfectant against spores of Bacillus cereus under different environmental conditions | protein | Liquid Suspension |  |  |  |  | 10 | mL | 1e-05 | m^3 |  |  |  | 0.0375 | wt% |  |  | 1 | 15 |  | 50 | aqueous suspension with protein load | time before neutralization | 60 |  |  | 1.16 | LR | [5 empty] | 2 | [12 empty] | /mL
Sudhaus 2014 Effectiveness of a peracetic acid-based disinfectant against spores of Bacillus cereus under different environmental conditions | protein | Liquid Suspension |  |  |  |  | 10 | mL | 1e-05 | m^3 |  |  |  | 0.075 | wt% |  |  | 1 | 15 |  | 50 | aqueous suspension with protein load | time before neutralization | 5 |  |  | 1.16 | LR | [5 empty] | 2 | [12 empty] | /mL
Sudhaus 2014 Effectiveness of a peracetic acid-based disinfectant against spores of Bacillus cereus under different environmental conditions | protein | Liquid Suspension |  |  |  |  | 10 | mL | 1e-05 | m^3 |  |  |  | 0.225 | wt% |  |  | 1 | 15 |  | 50 | aqueous suspension with protein load | time before neutralization | 5 |  |  | 1.17 | LR | [5 empty] | 2 | [12 empty] | /mL
Sudhaus 2014 Effectiveness of a peracetic acid-based disinfectant against spores of Bacillus cereus under different environmental conditions |  | Liquid Suspension |  |  |  |  | 10 | mL | 1e-05 | m^3 |  |  |  | 0.3 | wt% |  |  | 1 | 15 |  | 50 | aqueous suspension | time before neutralization | 5 |  |  | 1.17 | LR | [5 empty] | 2 | [12 empty] | /mL
Sudhaus 2014 Effectiveness of a peracetic acid-based disinfectant against spores of Bacillus cereus under different environmental conditions | protein | Liquid Suspension |  |  |  |  | 10 | mL | 1e-05 | m^3 |  |  |  | 0.3 | wt% |  |  | 1 | 15 |  | 50 | aqueous suspension with protein load | time before neutralization | 5 |  |  | 1.185 | LR | [5 empty] | 2 | [12 empty] | /mL
Sudhaus 2014 Effectiveness of a peracetic acid-based disinfectant against spores of Bacillus cereus under different environmental conditions | protein | Liquid Suspension |  |  |  |  | 10 | mL | 1e-05 | m^3 |  |  |  | 0.075 | wt% |  |  | 1 | 15 |  | 50 | aqueous suspension with protein load | time before neutralization | 30 |  |  | 1.21 | LR | [5 empty] | 2 | [12 empty] | /mL
Sudhaus 2014 Effectiveness of a peracetic acid-based disinfectant against spores of Bacillus cereus under different environmental conditions |  | Liquid Suspension |  |  |  |  | 10 | mL | 1e-05 | m^3 |  |  |  | 0.0375 | wt% |  |  | 1 | 15 |  | 50 | aqueous suspension | time before neutralization | 60 |  |  | 1.225 | LR | [5 empty] | 2 | [12 empty] | /mL
Sudhaus 2014 Effectiveness of a peracetic acid-based disinfectant against spores of Bacillus cereus under different environmental conditions |  | Liquid Suspension |  |  |  |  | 10 | mL | 1e-05 | m^3 |  |  |  | 0.3 | wt% |  |  | 1 | 10 |  | 50 | aqueous suspension | time before neutralization | 5 |  |  | 1.23 | LR | [5 empty] | 2 | [12 empty] | /mL
Sudhaus 2014 Effectiveness of a peracetic acid-based disinfectant against spores of Bacillus cereus under different environmental conditions | protein | Liquid Suspension |  |  |  |  | 10 | mL | 1e-05 | m^3 |  |  |  | 0.15 | wt% |  |  | 1 | 20 |  | 50 | aqueous suspension with protein load | time before neutralization | 5 |  |  | 1.235 | LR | [5 empty] | 2 | [12 empty] | /mL
Sudhaus 2014 Effectiveness of a peracetic acid-based disinfectant against spores of Bacillus cereus under different environmental conditions | protein | Liquid Suspension |  |  |  |  | 10 | mL | 1e-05 | m^3 |  |  |  | 0.3 | wt% |  |  | 1 | 15 |  | 50 | aqueous suspension with protein load | time before neutralization | 30 |  |  | 1.235 | LR | [5 empty] | 2 | [12 empty] | /mL
Sudhaus 2014 Effectiveness of a peracetic acid-based disinfectant against spores of Bacillus cereus under different environmental conditions | protein | Liquid Suspension |  |  |  |  | 10 | mL | 1e-05 | m^3 |  |  |  | 0.075 | wt% |  |  | 1 | 20 |  | 50 | aqueous suspension with protein load | time before neutralization | 5 |  |  | 1.27 | LR | [5 empty] | 2 | [12 empty] | /mL
Sudhaus 2014 Effectiveness of a peracetic acid-based disinfectant against spores of Bacillus cereus under different environmental conditions |  | Liquid Suspension |  |  |  |  | 10 | mL | 1e-05 | m^3 |  |  |  | 0.0375 | wt% |  |  | 1 | 20 |  | 50 | aqueous suspension | time before neutralization | 30 |  |  | 1.27 | LR | [5 empty] | 2 | [12 empty] | /mL
Sudhaus 2014 Effectiveness of a peracetic acid-based disinfectant against spores of Bacillus cereus under different environmental conditions | protein | Liquid Suspension |  |  |  |  | 10 | mL | 1e-05 | m^3 |  |  |  | 0.0375 | wt% |  |  | 1 | 15 |  | 50 | aqueous suspension with protein load | time before neutralization | 30 |  |  | 1.275 | LR | [5 empty] | 2 | [12 empty] | /mL
Sudhaus 2014 Effectiveness of a peracetic acid-based disinfectant against spores of Bacillus cereus under different environmental conditions |  | Liquid Suspension |  |  |  |  | 10 | mL | 1e-05 | m^3 |  |  |  | 0.075 | wt% |  |  | 1 | 10 |  | 50 | aqueous suspension | time before neutralization | 60 |  |  | 1.3 | LR | [5 empty] | 2 | [12 empty] | /mL
Sudhaus 2014 Effectiveness of a peracetic acid-based disinfectant against spores of Bacillus cereus under different environmental conditions | protein | Liquid Suspension |  |  |  |  | 10 | mL | 1e-05 | m^3 |  |  |  | 0.3 | wt% |  |  | 1 | 10 |  | 50 | aqueous suspension with protein load | time before neutralization | 5 |  |  | 1.31 | LR | [5 empty] | 2 | [12 empty] | /mL
Sudhaus 2014 Effectiveness of a peracetic acid-based disinfectant against spores of Bacillus cereus under different environmental conditions | protein | Liquid Suspension |  |  |  |  | 10 | mL | 1e-05 | m^3 |  |  |  | 0.15 | wt% |  |  | 1 | 20 |  | 50 | aqueous suspension with protein load | time before neutralization | 5 |  |  | 1.32 | LR | [5 empty] | 2 | [12 empty] | /mL
Sudhaus 2014 Effectiveness of a peracetic acid-based disinfectant against spores of Bacillus cereus under different environmental conditions | protein | Liquid Suspension |  |  |  |  | 10 | mL | 1e-05 | m^3 |  |  |  | 0.225 | wt% |  |  | 1 | 10 |  | 50 | aqueous suspension with protein load | time before neutralization | 5 |  |  | 1.345 | LR | [5 empty] | 2 | [12 empty] | /mL
Sudhaus 2014 Effectiveness of a peracetic acid-based disinfectant against spores of Bacillus cereus under different environmental conditions | protein | Liquid Suspension |  |  |  |  | 10 | mL | 1e-05 | m^3 |  |  |  | 0.075 | wt% |  |  | 1 | 15 |  | 50 | aqueous suspension with protein load | time before neutralization | 60 |  |  | 1.35 | LR | [5 empty] | 2 | [12 empty] | /mL
Sudhaus 2014 Effectiveness of a peracetic acid-based disinfectant against spores of Bacillus cereus under different environmental conditions |  | Liquid Suspension |  |  |  |  | 10 | mL | 1e-05 | m^3 |  |  |  | 0.15 | wt% |  |  | 1 | 20 |  | 50 | aqueous suspension | time before neutralization | 5 |  |  | 1.355 | LR | [5 empty] | 2 | [12 empty] | /mL
Sudhaus 2014 Effectiveness of a peracetic acid-based disinfectant against spores of Bacillus cereus under different environmental conditions | protein | Liquid Suspension |  |  |  |  | 10 | mL | 1e-05 | m^3 |  |  |  | 0.3 | wt% |  |  | 1 | 10 |  | 50 | aqueous suspension with protein load | time before neutralization | 60 |  |  | 1.385 | LR | [5 empty] | 2 | [12 empty] | /mL
Sudhaus 2014 Effectiveness of a peracetic acid-based disinfectant against spores of Bacillus cereus under different environmental conditions | protein | Liquid Suspension |  |  |  |  | 10 | mL | 1e-05 | m^3 |  |  |  | 0.3 | wt% |  |  | 1 | 10 |  | 50 | aqueous suspension with protein load | time before neutralization | 5 |  |  | 1.395 | LR | [5 empty] | 2 | [12 empty] | /mL
Sudhaus 2014 Effectiveness of a peracetic acid-based disinfectant against spores of Bacillus cereus under different environmental conditions |  | Liquid Suspension |  |  |  |  | 10 | mL | 1e-05 | m^3 |  |  |  | 0.075 | wt% |  |  | 1 | 20 |  | 50 | aqueous suspension | time before neutralization | 30 |  |  | 1.41 | LR | [5 empty] | 2 | [12 empty] | /mL
Sudhaus 2014 Effectiveness of a peracetic acid-based disinfectant against spores of Bacillus cereus under different environmental conditions | protein | Liquid Suspension |  |  |  |  | 10 | mL | 1e-05 | m^3 |  |  |  | 0.3 | wt% |  |  | 1 | 15 |  | 50 | aqueous suspension with protein load | time before neutralization | 5 |  |  | 1.42 | LR | [5 empty] | 2 | [12 empty] | /mL
Sudhaus 2014 Effectiveness of a peracetic acid-based disinfectant against spores of Bacillus cereus under different environmental conditions | protein | Liquid Suspension |  |  |  |  | 10 | mL | 1e-05 | m^3 |  |  |  | 0.15 | wt% |  |  | 1 | 10 |  | 50 | aqueous suspension with protein load | time before neutralization | 30 |  |  | 1.425 | LR | [5 empty] | 2 | [12 empty] | /mL
Sudhaus 2014 Effectiveness of a peracetic acid-based disinfectant against spores of Bacillus cereus under different environmental conditions | protein | Liquid Suspension |  |  |  |  | 10 | mL | 1e-05 | m^3 |  |  |  | 0.15 | wt% |  |  | 1 | 20 |  | 50 | aqueous suspension with protein load | time before neutralization | 30 |  |  | 1.44 | LR | [5 empty] | 2 | [12 empty] | /mL
Sudhaus 2014 Effectiveness of a peracetic acid-based disinfectant against spores of Bacillus cereus under different environmental conditions |  | Liquid Suspension |  |  |  |  | 10 | mL | 1e-05 | m^3 |  |  |  | 0.15 | wt% |  |  | 1 | 10 |  | 50 | aqueous suspension | time before neutralization | 30 |  |  | 1.445 | LR | [5 empty] | 2 | [12 empty] | /mL
Sudhaus 2014 Effectiveness of a peracetic acid-based disinfectant against spores of Bacillus cereus under different environmental conditions |  | Liquid Suspension |  |  |  |  | 10 | mL | 1e-05 | m^3 |  |  |  | 0.3 | wt% |  |  | 1 | 15 |  | 50 | aqueous suspension | time before neutralization | 5 |  |  | 1.445 | LR | [5 empty] | 2 | [12 empty] | /mL
Sudhaus 2014 Effectiveness of a peracetic acid-based disinfectant against spores of Bacillus cereus under different environmental conditions |  | Liquid Suspension |  |  |  |  | 10 | mL | 1e-05 | m^3 |  |  |  | 0.225 | wt% |  |  | 1 | 10 |  | 50 | aqueous suspension | time before neutralization | 30 |  |  | 1.465 | LR | [5 empty] | 2 | [12 empty] | /mL
Sudhaus 2014 Effectiveness of a peracetic acid-based disinfectant against spores of Bacillus cereus under different environmental conditions | protein | Liquid Suspension |  |  |  |  | 10 | mL | 1e-05 | m^3 |  |  |  | 0.075 | wt% |  |  | 1 | 20 |  | 50 | aqueous suspension with protein load | time before neutralization | 30 |  |  | 1.47 | LR | [5 empty] | 2 | [12 empty] | /mL
Sudhaus 2014 Effectiveness of a peracetic acid-based disinfectant against spores of Bacillus cereus under different environmental conditions |  | Liquid Suspension |  |  |  |  | 10 | mL | 1e-05 | m^3 |  |  |  | 0.225 | wt% |  |  | 1 | 20 |  | 50 | aqueous suspension | time before neutralization | 30 |  |  | 1.51 | LR | [5 empty] | 2 | [12 empty] | /mL
Sudhaus 2014 Effectiveness of a peracetic acid-based disinfectant against spores of Bacillus cereus under different environmental conditions |  | Liquid Suspension |  |  |  |  | 10 | mL | 1e-05 | m^3 |  |  |  | 0.15 | wt% |  |  | 1 | 20 |  | 50 | aqueous suspension | time before neutralization | 5 |  |  | 1.515 | LR | [5 empty] | 2 | [12 empty] | /mL
Sudhaus 2014 Effectiveness of a peracetic acid-based disinfectant against spores of Bacillus cereus under different environmental conditions | protein | Liquid Suspension |  |  |  |  | 10 | mL | 1e-05 | m^3 |  |  |  | 0.0375 | wt% |  |  | 1 | 20 |  | 50 | aqueous suspension with protein load | time before neutralization | 60 |  |  | 1.53 | LR | [5 empty] | 2 | [12 empty] | /mL
Sudhaus 2014 Effectiveness of a peracetic acid-based disinfectant against spores of Bacillus cereus under different environmental conditions | protein | Liquid Suspension |  |  |  |  | 10 | mL | 1e-05 | m^3 |  |  |  | 0.075 | wt% |  |  | 1 | 10 |  | 50 | aqueous suspension with protein load | time before neutralization | 60 |  |  | 1.53 | LR | [5 empty] | 2 | [12 empty] | /mL
Sudhaus 2014 Effectiveness of a peracetic acid-based disinfectant against spores of Bacillus cereus under different environmental conditions | protein | Liquid Suspension |  |  |  |  | 10 | mL | 1e-05 | m^3 |  |  |  | 0.15 | wt% |  |  | 1 | 10 |  | 50 | aqueous suspension with protein load | time before neutralization | 60 |  |  | 1.535 | LR | [5 empty] | 2 | [12 empty] | /mL
Sudhaus 2014 Effectiveness of a peracetic acid-based disinfectant against spores of Bacillus cereus under different environmental conditions |  | Liquid Suspension |  |  |  |  | 10 | mL | 1e-05 | m^3 |  |  |  | 0.15 | wt% |  |  | 1 | 10 |  | 50 | aqueous suspension | time before neutralization | 30 |  |  | 1.54 | LR | [5 empty] | 2 | [12 empty] | /mL
Sudhaus 2014 Effectiveness of a peracetic acid-based disinfectant against spores of Bacillus cereus under different environmental conditions | protein | Liquid Suspension |  |  |  |  | 10 | mL | 1e-05 | m^3 |  |  |  | 0.225 | wt% |  |  | 1 | 20 |  | 50 | aqueous suspension with protein load | time before neutralization | 5 |  |  | 1.55 | LR | [5 empty] | 2 | [12 empty] | /mL
Sudhaus 2014 Effectiveness of a peracetic acid-based disinfectant against spores of Bacillus cereus under different environmental conditions |  | Liquid Suspension |  |  |  |  | 10 | mL | 1e-05 | m^3 |  |  |  | 0.075 | wt% |  |  | 1 | 15 |  | 50 | aqueous suspension | time before neutralization | 60 |  |  | 1.565 | LR | [5 empty] | 2 | [12 empty] | /mL
Sudhaus 2014 Effectiveness of a peracetic acid-based disinfectant against spores of Bacillus cereus under different environmental conditions |  | Liquid Suspension |  |  |  |  | 10 | mL | 1e-05 | m^3 |  |  |  | 0.075 | wt% |  |  | 1 | 15 |  | 50 | aqueous suspension | time before neutralization | 60 |  |  | 1.58 | LR | [5 empty] | 2 | [12 empty] | /mL
Sudhaus 2014 Effectiveness of a peracetic acid-based disinfectant against spores of Bacillus cereus under different environmental conditions | protein | Liquid Suspension |  |  |  |  | 10 | mL | 1e-05 | m^3 |  |  |  | 0.225 | wt% |  |  | 1 | 20 |  | 50 | aqueous suspension with protein load | time before neutralization | 5 |  |  | 1.6 | LR | [5 empty] | 2 | [12 empty] | /mL
Sudhaus 2014 Effectiveness of a peracetic acid-based disinfectant against spores of Bacillus cereus under different environmental conditions | protein | Liquid Suspension |  |  |  |  | 10 | mL | 1e-05 | m^3 |  |  |  | 0.225 | wt% |  |  | 1 | 20 |  | 50 | aqueous suspension with protein load | time before neutralization | 5 |  |  | 1.645 | LR | [5 empty] | 2 | [12 empty] | /mL
Sudhaus 2014 Effectiveness of a peracetic acid-based disinfectant against spores of Bacillus cereus under different environmental conditions |  | Liquid Suspension |  |  |  |  | 10 | mL | 1e-05 | m^3 |  |  |  | 0.225 | wt% |  |  | 1 | 20 |  | 50 | aqueous suspension | time before neutralization | 5 |  |  | 1.665 | LR | [5 empty] | 2 | [12 empty] | /mL
Sudhaus 2014 Effectiveness of a peracetic acid-based disinfectant against spores of Bacillus cereus under different environmental conditions | protein | Liquid Suspension |  |  |  |  | 10 | mL | 1e-05 | m^3 |  |  |  | 0.0375 | wt% |  |  | 1 | 20 |  | 50 | aqueous suspension with protein load | time before neutralization | 30 |  |  | 1.665 | LR | [5 empty] | 2 | [12 empty] | /mL
Sudhaus 2014 Effectiveness of a peracetic acid-based disinfectant against spores of Bacillus cereus under different environmental conditions | protein | Liquid Suspension |  |  |  |  | 10 | mL | 1e-05 | m^3 |  |  |  | 0.075 | wt% |  |  | 1 | 10 |  | 50 | aqueous suspension with protein load | time before neutralization | 30 |  |  | 1.67 | LR | [5 empty] | 2 | [12 empty] | /mL
Sudhaus 2014 Effectiveness of a peracetic acid-based disinfectant against spores of Bacillus cereus under different environmental conditions | protein | Liquid Suspension |  |  |  |  | 10 | mL | 1e-05 | m^3 |  |  |  | 0.225 | wt% |  |  | 1 | 15 |  | 50 | aqueous suspension with protein load | time before neutralization | 60 |  |  | 1.7 | LR | [5 empty] | 2 | [12 empty] | /mL
Sudhaus 2014 Effectiveness of a peracetic acid-based disinfectant against spores of Bacillus cereus under different environmental conditions |  | Liquid Suspension |  |  |  |  | 10 | mL | 1e-05 | m^3 |  |  |  | 0.225 | wt% |  |  | 1 | 20 |  | 50 | aqueous suspension | time before neutralization | 5 | 1 |  | 1.735 | LR | [5 empty] | 2 | [12 empty] | /mL
Sudhaus 2014 Effectiveness of a peracetic acid-based disinfectant against spores of Bacillus cereus under different environmental conditions |  | Liquid Suspension |  |  |  |  | 10 | mL | 1e-05 | m^3 |  |  |  | 0.3 | wt% |  |  | 1 | 15 |  | 50 | aqueous suspension | time before neutralization | 60 | 1 |  | 1.81 | LR | [5 empty] | 2 | [12 empty] | /mL
Sudhaus 2014 Effectiveness of a peracetic acid-based disinfectant against spores of Bacillus cereus under different environmental conditions |  | Liquid Suspension |  |  |  |  | 10 | mL | 1e-05 | m^3 |  |  |  | 0.15 | wt% |  |  | 1 | 15 |  | 50 | aqueous suspension | time before neutralization | 30 | 1 |  | 1.81 | LR | [5 empty] | 2 | [12 empty] | /mL
Sudhaus 2014 Effectiveness of a peracetic acid-based disinfectant against spores of Bacillus cereus under different environmental conditions | protein | Liquid Suspension |  |  |  |  | 10 | mL | 1e-05 | m^3 |  |  |  | 0.225 | wt% |  |  | 1 | 10 |  | 50 | aqueous suspension with protein load | time before neutralization | 30 | 1 |  | 1.845 | LR | [5 empty] | 2 | [12 empty] | /mL
Sudhaus 2014 Effectiveness of a peracetic acid-based disinfectant against spores of Bacillus cereus under different environmental conditions | protein | Liquid Suspension |  |  |  |  | 10 | mL | 1e-05 | m^3 |  |  |  | 0.075 | wt% |  |  | 1 | 15 |  | 50 | aqueous suspension with protein load | time before neutralization | 60 | 1 |  | 1.86 | LR | [5 empty] | 2 | [12 empty] | /mL
Sudhaus 2014 Effectiveness of a peracetic acid-based disinfectant against spores of Bacillus cereus under different environmental conditions |  | Liquid Suspension |  |  |  |  | 10 | mL | 1e-05 | m^3 |  |  |  | 0.0375 | wt% |  |  | 1 | 20 |  | 50 | aqueous suspension | time before neutralization | 60 | 1 |  | 1.86 | LR | [5 empty] | 2 | [12 empty] | /mL
Sudhaus 2014 Effectiveness of a peracetic acid-based disinfectant against spores of Bacillus cereus under different environmental conditions | protein | Liquid Suspension |  |  |  |  | 10 | mL | 1e-05 | m^3 |  |  |  | 0.15 | wt% |  |  | 1 | 15 |  | 50 | aqueous suspension with protein load | time before neutralization | 30 | 1 |  | 1.865 | LR | [5 empty] | 2 | [12 empty] | /mL
Sudhaus 2014 Effectiveness of a peracetic acid-based disinfectant against spores of Bacillus cereus under different environmental conditions | protein | Liquid Suspension |  |  |  |  | 10 | mL | 1e-05 | m^3 |  |  |  | 0.075 | wt% |  |  | 1 | 20 |  | 50 | aqueous suspension with protein load | time before neutralization | 30 | 1 |  | 1.93 | LR | [5 empty] | 2 | [12 empty] | /mL
Sudhaus 2014 Effectiveness of a peracetic acid-based disinfectant against spores of Bacillus cereus under different environmental conditions |  | Liquid Suspension |  |  |  |  | 10 | mL | 1e-05 | m^3 |  |  |  | 0.3 | wt% |  |  | 1 | 20 |  | 50 | aqueous suspension | time before neutralization | 5 | 1 |  | 1.93 | LR | [5 empty] | 2 | [12 empty] | /mL
Sudhaus 2014 Effectiveness of a peracetic acid-based disinfectant against spores of Bacillus cereus under different environmental conditions |  | Liquid Suspension |  |  |  |  | 10 | mL | 1e-05 | m^3 |  |  |  | 0.0375 | wt% |  |  | 1 | 20 |  | 50 | aqueous suspension | time before neutralization | 60 | 1 |  | 1.94 | LR | [5 empty] | 2 | [12 empty] | /mL
Sudhaus 2014 Effectiveness of a peracetic acid-based disinfectant against spores of Bacillus cereus under different environmental conditions | protein | Liquid Suspension |  |  |  |  | 10 | mL | 1e-05 | m^3 |  |  |  | 0.0375 | wt% |  |  | 1 | 15 |  | 50 | aqueous suspension with protein load | time before neutralization | 60 | 1 |  | 1.96 | LR | [5 empty] | 2 | [12 empty] | /mL
Sudhaus 2014 Effectiveness of a peracetic acid-based disinfectant against spores of Bacillus cereus under different environmental conditions |  | Liquid Suspension |  |  |  |  | 10 | mL | 1e-05 | m^3 |  |  |  | 0.15 | wt% |  |  | 1 | 15 |  | 50 | aqueous suspension | time before neutralization | 30 | 1 |  | 1.97 | LR | [5 empty] | 2 | [12 empty] | /mL
Sudhaus 2014 Effectiveness of a peracetic acid-based disinfectant against spores of Bacillus cereus under different environmental conditions |  | Liquid Suspension |  |  |  |  | 10 | mL | 1e-05 | m^3 |  |  |  | 0.225 | wt% |  |  | 1 | 10 |  | 50 | aqueous suspension | time before neutralization | 30 | 3 |  | 1.975 | LR | [5 empty] | 2 | [12 empty] | /mL
Sudhaus 2014 Effectiveness of a peracetic acid-based disinfectant against spores of Bacillus cereus under different environmental conditions |  | Liquid Suspension |  |  |  |  | 10 | mL | 1e-05 | m^3 |  |  |  | 0.075 | wt% |  |  | 1 | 15 |  | 50 | aqueous suspension | time before neutralization | 60 | 3 |  | 1.995 | LR | [5 empty] | 2 | [12 empty] | /mL
Sudhaus 2014 Effectiveness of a peracetic acid-based disinfectant against spores of Bacillus cereus under different environmental conditions |  | Liquid Suspension |  |  |  |  | 10 | mL | 1e-05 | m^3 |  |  |  | 0.3 | wt% |  |  | 1 | 10 |  | 50 | aqueous suspension | time before neutralization | 60 | 3 |  | 2 | QualNeg | [5 empty] | 2 | [12 empty] | /mL |  |  |  | 0
Sudhaus 2014 Effectiveness of a peracetic acid-based disinfectant against spores of Bacillus cereus under different environmental conditions | protein | Liquid Suspension |  |  |  |  | 10 | mL | 1e-05 | m^3 |  |  |  | 0.3 | wt% |  |  | 1 | 15 |  | 50 | aqueous suspension with protein load | time before neutralization | 30 | 3 |  | 2 | QualNeg | [5 empty] | 2 | [12 empty] | /mL |  |  |  | 0
Sudhaus 2014 Effectiveness of a peracetic acid-based disinfectant against spores of Bacillus cereus under different environmental conditions | protein | Liquid Suspension |  |  |  |  | 10 | mL | 1e-05 | m^3 |  |  |  | 0.225 | wt% |  |  | 1 | 15 |  | 50 | aqueous suspension with protein load | time before neutralization | 60 | 3 |  | 2 | QualNeg | [5 empty] | 2 | [12 empty] | /mL |  |  |  | 0
Sudhaus 2014 Effectiveness of a peracetic acid-based disinfectant against spores of Bacillus cereus under different environmental conditions | protein | Liquid Suspension |  |  |  |  | 10 | mL | 1e-05 | m^3 |  |  |  | 0.3 | wt% |  |  | 1 | 15 |  | 50 | aqueous suspension with protein load | time before neutralization | 60 | 3 |  | 2 | QualNeg | [5 empty] | 2 | [12 empty] | /mL |  |  |  | 0
Sudhaus 2014 Effectiveness of a peracetic acid-based disinfectant against spores of Bacillus cereus under different environmental conditions |  | Liquid Suspension |  |  |  |  | 10 | mL | 1e-05 | m^3 |  |  |  | 0.3 | wt% |  |  | 1 | 15 |  | 50 | aqueous suspension | time before neutralization | 30 | 3 |  | 2 | QualNeg | [5 empty] | 2 | [12 empty] | /mL |  |  |  | 0
Sudhaus 2014 Effectiveness of a peracetic acid-based disinfectant against spores of Bacillus cereus under different environmental conditions |  | Liquid Suspension |  |  |  |  | 10 | mL | 1e-05 | m^3 |  |  |  | 0.225 | wt% |  |  | 1 | 15 |  | 50 | aqueous suspension | time before neutralization | 60 | 3 |  | 2 | QualNeg | [5 empty] | 2 | [12 empty] | /mL |  |  |  | 0
Sudhaus 2014 Effectiveness of a peracetic acid-based disinfectant against spores of Bacillus cereus under different environmental conditions |  | Liquid Suspension |  |  |  |  | 10 | mL | 1e-05 | m^3 |  |  |  | 0.3 | wt% |  |  | 1 | 15 |  | 50 | aqueous suspension | time before neutralization | 60 | 3 |  | 2 | QualNeg | [5 empty] | 2 | [12 empty] | /mL |  |  |  | 0
Sudhaus 2014 Effectiveness of a peracetic acid-based disinfectant against spores of Bacillus cereus under different environmental conditions | protein | Liquid Suspension |  |  |  |  | 10 | mL | 1e-05 | m^3 |  |  |  | 0.3 | wt% |  |  | 1 | 20 |  | 50 | aqueous suspension with protein load | time before neutralization | 30 | 4 |  | 2 | QualNeg | [5 empty] | 2 | [12 empty] | /mL |  |  |  | 0
Sudhaus 2014 Effectiveness of a peracetic acid-based disinfectant against spores of Bacillus cereus under different environmental conditions | protein | Liquid Suspension |  |  |  |  | 10 | mL | 1e-05 | m^3 |  |  |  | 0.225 | wt% |  |  | 1 | 20 |  | 50 | aqueous suspension with protein load | time before neutralization | 60 | 4 |  | 2 | QualNeg | [5 empty] | 2 | [12 empty] | /mL |  |  |  | 0
Sudhaus 2014 Effectiveness of a peracetic acid-based disinfectant against spores of Bacillus cereus under different environmental conditions | protein | Liquid Suspension |  |  |  |  | 10 | mL | 1e-05 | m^3 |  |  |  | 0.3 | wt% |  |  | 1 | 20 |  | 50 | aqueous suspension with protein load | time before neutralization | 60 | 4 |  | 2 | QualNeg | [5 empty] | 2 | [12 empty] | /mL |  |  |  | 0
Sudhaus 2014 Effectiveness of a peracetic acid-based disinfectant against spores of Bacillus cereus under different environmental conditions |  | Liquid Suspension |  |  |  |  | 10 | mL | 1e-05 | m^3 |  |  |  | 0.225 | wt% |  |  | 1 | 20 |  | 50 | aqueous suspension | time before neutralization | 30 | 4 |  | 2 | QualNeg | [5 empty] | 2 | [12 empty] | /mL |  |  |  | 0
Sudhaus 2014 Effectiveness of a peracetic acid-based disinfectant against spores of Bacillus cereus under different environmental conditions |  | Liquid Suspension |  |  |  |  | 10 | mL | 1e-05 | m^3 |  |  |  | 0.3 | wt% |  |  | 1 | 20 |  | 50 | aqueous suspension | time before neutralization | 30 | 2 |  | 2 | QualNeg | [5 empty] | 2 | [12 empty] | /mL |  |  |  | 0
Sudhaus 2014 Effectiveness of a peracetic acid-based disinfectant against spores of Bacillus cereus under different environmental conditions |  | Liquid Suspension |  |  |  |  | 10 | mL | 1e-05 | m^3 |  |  |  | 0.225 | wt% |  |  | 1 | 20 |  | 50 | aqueous suspension | time before neutralization | 60 | 3 |  | 2 | QualNeg | [5 empty] | 2 | [12 empty] | /mL |  |  |  | 0
Sudhaus 2014 Effectiveness of a peracetic acid-based disinfectant against spores of Bacillus cereus under different environmental conditions |  | Liquid Suspension |  |  |  |  | 10 | mL | 1e-05 | m^3 |  |  |  | 0.3 | wt% |  |  | 1 | 20 |  | 50 | aqueous suspension | time before neutralization | 60 | 4 |  | 2 | QualNeg | [5 empty] | 2 | [12 empty] | /mL |  |  |  | 0
Sudhaus 2014 Effectiveness of a peracetic acid-based disinfectant against spores of Bacillus cereus under different environmental conditions |  | Liquid Suspension |  |  |  |  | 10 | mL | 1e-05 | m^3 |  |  |  | 0.3 | wt% |  |  | 1 | 15 |  | 50 | aqueous suspension | time before neutralization | 60 | 1 |  | 2 | QualNeg | [5 empty] | 2 | [12 empty] | /mL |  |  |  | 0
Sudhaus 2014 Effectiveness of a peracetic acid-based disinfectant against spores of Bacillus cereus under different environmental conditions | protein | Liquid Suspension |  |  |  |  | 10 | mL | 1e-05 | m^3 |  |  |  | 0.225 | wt% |  |  | 1 | 20 |  | 50 | aqueous suspension with protein load | time before neutralization | 30 | 1 |  | 2 | QualNeg | [5 empty] | 2 | [12 empty] | /mL |  |  |  | 0
Sudhaus 2014 Effectiveness of a peracetic acid-based disinfectant against spores of Bacillus cereus under different environmental conditions | protein | Liquid Suspension |  |  |  |  | 10 | mL | 1e-05 | m^3 |  |  |  | 0.3 | wt% |  |  | 1 | 20 |  | 50 | aqueous suspension with protein load | time before neutralization | 30 | 4 |  | 2 | QualNeg | [5 empty] | 2 | [12 empty] | /mL |  |  |  | 0
Sudhaus 2014 Effectiveness of a peracetic acid-based disinfectant against spores of Bacillus cereus under different environmental conditions | protein | Liquid Suspension |  |  |  |  | 10 | mL | 1e-05 | m^3 |  |  |  | 0.225 | wt% |  |  | 1 | 20 |  | 50 | aqueous suspension with protein load | time before neutralization | 60 | 3 |  | 2 | QualNeg | [5 empty] | 2 | [12 empty] | /mL |  |  |  | 0
Sudhaus 2014 Effectiveness of a peracetic acid-based disinfectant against spores of Bacillus cereus under different environmental conditions | protein | Liquid Suspension |  |  |  |  | 10 | mL | 1e-05 | m^3 |  |  |  | 0.3 | wt% |  |  | 1 | 20 |  | 50 | aqueous suspension with protein load | time before neutralization | 60 | 4 |  | 2 | QualNeg | [5 empty] | 2 | [12 empty] | /mL |  |  |  | 0
Sudhaus 2014 Effectiveness of a peracetic acid-based disinfectant against spores of Bacillus cereus under different environmental conditions |  | Liquid Suspension |  |  |  |  | 10 | mL | 1e-05 | m^3 |  |  |  | 0.225 | wt% |  |  | 1 | 20 |  | 50 | aqueous suspension | time before neutralization | 30 | 4 |  | 2 | QualNeg | [5 empty] | 2 | [12 empty] | /mL |  |  |  | 0
Sudhaus 2014 Effectiveness of a peracetic acid-based disinfectant against spores of Bacillus cereus under different environmental conditions |  | Liquid Suspension |  |  |  |  | 10 | mL | 1e-05 | m^3 |  |  |  | 0.3 | wt% |  |  | 1 | 20 |  | 50 | aqueous suspension | time before neutralization | 30 | 4 |  | 2 | QualNeg | [5 empty] | 2 | [12 empty] | /mL |  |  |  | 0
Sudhaus 2014 Effectiveness of a peracetic acid-based disinfectant against spores of Bacillus cereus under different environmental conditions |  | Liquid Suspension |  |  |  |  | 10 | mL | 1e-05 | m^3 |  |  |  | 0.15 | wt% |  |  | 1 | 20 |  | 50 | aqueous suspension | time before neutralization | 60 | 2 |  | 2 | QualNeg | [5 empty] | 2 | [12 empty] | /mL |  |  |  | 0
Sudhaus 2014 Effectiveness of a peracetic acid-based disinfectant against spores of Bacillus cereus under different environmental conditions |  | Liquid Suspension |  |  |  |  | 10 | mL | 1e-05 | m^3 |  |  |  | 0.225 | wt% |  |  | 1 | 20 |  | 50 | aqueous suspension | time before neutralization | 60 | 3 |  | 2 | QualNeg | [5 empty] | 2 | [12 empty] | /mL |  |  |  | 0
Sudhaus 2014 Effectiveness of a peracetic acid-based disinfectant against spores of Bacillus cereus under different environmental conditions |  | Liquid Suspension |  |  |  |  | 10 | mL | 1e-05 | m^3 |  |  |  | 0.3 | wt% |  |  | 1 | 20 |  | 50 | aqueous suspension | time before neutralization | 60 | 4 |  | 2 | QualNeg | [5 empty] | 2 | [12 empty] | /mL |  |  |  | 0
Sudhaus 2014 Effectiveness of a peracetic acid-based disinfectant against spores of Bacillus cereus under different environmental conditions | protein | Liquid Suspension |  |  |  |  | 10 | mL | 1e-05 | m^3 |  |  |  | 0.225 | wt% |  |  | 1 | 10 |  | 50 | aqueous suspension with protein load | time before neutralization | 30 | 1 |  | 2 | QualNeg | [5 empty] | 2 | [12 empty] | /mL |  |  |  | 0
Sudhaus 2014 Effectiveness of a peracetic acid-based disinfectant against spores of Bacillus cereus under different environmental conditions | protein | Liquid Suspension |  |  |  |  | 10 | mL | 1e-05 | m^3 |  |  |  | 0.3 | wt% |  |  | 1 | 10 |  | 50 | aqueous suspension with protein load | time before neutralization | 30 | 1 |  | 2 | QualNeg | [5 empty] | 2 | [12 empty] | /mL |  |  |  | 0
Sudhaus 2014 Effectiveness of a peracetic acid-based disinfectant against spores of Bacillus cereus under different environmental conditions | protein | Liquid Suspension |  |  |  |  | 10 | mL | 1e-05 | m^3 |  |  |  | 0.225 | wt% |  |  | 1 | 10 |  | 50 | aqueous suspension with protein load | time before neutralization | 60 | 4 |  | 2 | QualNeg | [5 empty] | 2 | [12 empty] | /mL |  |  |  | 0
Sudhaus 2014 Effectiveness of a peracetic acid-based disinfectant against spores of Bacillus cereus under different environmental conditions | protein | Liquid Suspension |  |  |  |  | 10 | mL | 1e-05 | m^3 |  |  |  | 0.3 | wt% |  |  | 1 | 10 |  | 50 | aqueous suspension with protein load | time before neutralization | 60 | 3 |  | 2 | QualNeg | [5 empty] | 2 | [12 empty] | /mL |  |  |  | 0
Sudhaus 2014 Effectiveness of a peracetic acid-based disinfectant against spores of Bacillus cereus under different environmental conditions |  | Liquid Suspension |  |  |  |  | 10 | mL | 1e-05 | m^3 |  |  |  | 0.225 | wt% |  |  | 1 | 10 |  | 50 | aqueous suspension | time before neutralization | 30 | 4 |  | 2 | QualNeg | [5 empty] | 2 | [12 empty] | /mL |  |  |  | 0
Sudhaus 2014 Effectiveness of a peracetic acid-based disinfectant against spores of Bacillus cereus under different environmental conditions |  | Liquid Suspension |  |  |  |  | 10 | mL | 1e-05 | m^3 |  |  |  | 0.3 | wt% |  |  | 1 | 10 |  | 50 | aqueous suspension | time before neutralization | 30 | 4 |  | 2 | QualNeg | [5 empty] | 2 | [12 empty] | /mL |  |  |  | 0
Sudhaus 2014 Effectiveness of a peracetic acid-based disinfectant against spores of Bacillus cereus under different environmental conditions |  | Liquid Suspension |  |  |  |  | 10 | mL | 1e-05 | m^3 |  |  |  | 0.225 | wt% |  |  | 1 | 10 |  | 50 | aqueous suspension | time before neutralization | 60 | 4 |  | 2 | QualNeg | [5 empty] | 2 | [12 empty] | /mL |  |  |  | 0
Sudhaus 2014 Effectiveness of a peracetic acid-based disinfectant against spores of Bacillus cereus under different environmental conditions |  | Liquid Suspension |  |  |  |  | 10 | mL | 1e-05 | m^3 |  |  |  | 0.3 | wt% |  |  | 1 | 10 |  | 50 | aqueous suspension | time before neutralization | 60 | 2 |  | 2 | QualNeg | [5 empty] | 2 | [12 empty] | /mL |  |  |  | 0
Sudhaus 2014 Effectiveness of a peracetic acid-based disinfectant against spores of Bacillus cereus under different environmental conditions | protein | Liquid Suspension |  |  |  |  | 10 | mL | 1e-05 | m^3 |  |  |  | 0.225 | wt% |  |  | 1 | 15 |  | 50 | aqueous suspension with protein load | time before neutralization | 5 | 3 |  | 2 | QualNeg | [5 empty] | 2 | [12 empty] | /mL |  |  |  | 0
Sudhaus 2014 Effectiveness of a peracetic acid-based disinfectant against spores of Bacillus cereus under different environmental conditions | protein | Liquid Suspension |  |  |  |  | 10 | mL | 1e-05 | m^3 |  |  |  | 0.3 | wt% |  |  | 1 | 15 |  | 50 | aqueous suspension with protein load | time before neutralization | 5 | 4 |  | 2 | QualNeg | [5 empty] | 2 | [12 empty] | /mL |  |  |  | 0
Sudhaus 2014 Effectiveness of a peracetic acid-based disinfectant against spores of Bacillus cereus under different environmental conditions | protein | Liquid Suspension |  |  |  |  | 10 | mL | 1e-05 | m^3 |  |  |  | 0.225 | wt% |  |  | 1 | 15 |  | 50 | aqueous suspension with protein load | time before neutralization | 30 | 1 |  | 2 | QualNeg | [5 empty] | 2 | [12 empty] | /mL |  |  |  | 0
Sudhaus 2014 Effectiveness of a peracetic acid-based disinfectant against spores of Bacillus cereus under different environmental conditions | protein | Liquid Suspension |  |  |  |  | 10 | mL | 1e-05 | m^3 |  |  |  | 0.3 | wt% |  |  | 1 | 15 |  | 50 | aqueous suspension with protein load | time before neutralization | 30 | 1 |  | 2 | QualNeg | [5 empty] | 2 | [12 empty] | /mL |  |  |  | 0
Sudhaus 2014 Effectiveness of a peracetic acid-based disinfectant against spores of Bacillus cereus under different environmental conditions | protein | Liquid Suspension |  |  |  |  | 10 | mL | 1e-05 | m^3 |  |  |  | 0.15 | wt% |  |  | 1 | 15 |  | 50 | aqueous suspension with protein load | time before neutralization | 60 | 4 |  | 2 | QualNeg | [5 empty] | 2 | [12 empty] | /mL |  |  |  | 0
Sudhaus 2014 Effectiveness of a peracetic acid-based disinfectant against spores of Bacillus cereus under different environmental conditions | protein | Liquid Suspension |  |  |  |  | 10 | mL | 1e-05 | m^3 |  |  |  | 0.225 | wt% |  |  | 1 | 15 |  | 50 | aqueous suspension with protein load | time before neutralization | 60 | 3 |  | 2 | QualNeg | [5 empty] | 2 | [12 empty] | /mL |  |  |  | 0
Sudhaus 2014 Effectiveness of a peracetic acid-based disinfectant against spores of Bacillus cereus under different environmental conditions | protein | Liquid Suspension |  |  |  |  | 10 | mL | 1e-05 | m^3 |  |  |  | 0.3 | wt% |  |  | 1 | 15 |  | 50 | aqueous suspension with protein load | time before neutralization | 60 | 4 |  | 2 | QualNeg | [5 empty] | 2 | [12 empty] | /mL |  |  |  | 0
Sudhaus 2014 Effectiveness of a peracetic acid-based disinfectant against spores of Bacillus cereus under different environmental conditions |  | Liquid Suspension |  |  |  |  | 10 | mL | 1e-05 | m^3 |  |  |  | 0.225 | wt% |  |  | 1 | 15 |  | 50 | aqueous suspension | time before neutralization | 30 | 4 |  | 2 | QualNeg | [5 empty] | 2 | [12 empty] | /mL |  |  |  | 0
Sudhaus 2014 Effectiveness of a peracetic acid-based disinfectant against spores of Bacillus cereus under different environmental conditions |  | Liquid Suspension |  |  |  |  | 10 | mL | 1e-05 | m^3 |  |  |  | 0.3 | wt% |  |  | 1 | 15 |  | 50 | aqueous suspension | time before neutralization | 30 | 4 |  | 2 | QualNeg | [5 empty] | 2 | [12 empty] | /mL |  |  |  | 0
Sudhaus 2014 Effectiveness of a peracetic acid-based disinfectant against spores of Bacillus cereus under different environmental conditions |  | Liquid Suspension |  |  |  |  | 10 | mL | 1e-05 | m^3 |  |  |  | 0.15 | wt% |  |  | 1 | 15 |  | 50 | aqueous suspension | time before neutralization | 60 | 4 |  | 2 | QualNeg | [5 empty] | 2 | [12 empty] | /mL |  |  |  | 0
Sudhaus 2014 Effectiveness of a peracetic acid-based disinfectant against spores of Bacillus cereus under different environmental conditions |  | Liquid Suspension |  |  |  |  | 10 | mL | 1e-05 | m^3 |  |  |  | 0.225 | wt% |  |  | 1 | 15 |  | 50 | aqueous suspension | time before neutralization | 60 | 4 |  | 2 | QualNeg | [5 empty] | 2 | [12 empty] | /mL |  |  |  | 0
Sudhaus 2014 Effectiveness of a peracetic acid-based disinfectant against spores of Bacillus cereus under different environmental conditions |  | Liquid Suspension |  |  |  |  | 10 | mL | 1e-05 | m^3 |  |  |  | 0.3 | wt% |  |  | 1 | 15 |  | 50 | aqueous suspension | time before neutralization | 60 | 4 |  | 2 | QualNeg | [5 empty] | 2 | [12 empty] | /mL |  |  |  | 0
Sudhaus 2014 Effectiveness of a peracetic acid-based disinfectant against spores of Bacillus cereus under different environmental conditions | protein | Liquid Suspension |  |  |  |  | 10 | mL | 1e-05 | m^3 |  |  |  | 0.3 | wt% |  |  | 1 | 20 |  | 50 | aqueous suspension with protein load | time before neutralization | 5 | 4 |  | 2 | QualNeg | [5 empty] | 2 | [12 empty] | /mL |  |  |  | 0
Sudhaus 2014 Effectiveness of a peracetic acid-based disinfectant against spores of Bacillus cereus under different environmental conditions | protein | Liquid Suspension |  |  |  |  | 10 | mL | 1e-05 | m^3 |  |  |  | 0.225 | wt% |  |  | 1 | 20 |  | 50 | aqueous suspension with protein load | time before neutralization | 30 | 2 |  | 2 | QualNeg | [5 empty] | 2 | [12 empty] | /mL |  |  |  | 0
Sudhaus 2014 Effectiveness of a peracetic acid-based disinfectant against spores of Bacillus cereus under different environmental conditions | protein | Liquid Suspension |  |  |  |  | 10 | mL | 1e-05 | m^3 |  |  |  | 0.3 | wt% |  |  | 1 | 20 |  | 50 | aqueous suspension with protein load | time before neutralization | 30 | 3 |  | 2 | QualNeg | [5 empty] | 2 | [12 empty] | /mL |  |  |  | 0
Sudhaus 2014 Effectiveness of a peracetic acid-based disinfectant against spores of Bacillus cereus under different environmental conditions | protein | Liquid Suspension |  |  |  |  | 10 | mL | 1e-05 | m^3 |  |  |  | 0.15 | wt% |  |  | 1 | 20 |  | 50 | aqueous suspension with protein load | time before neutralization | 60 | 4 |  | 2 | QualNeg | [5 empty] | 2 | [12 empty] | /mL |  |  |  | 0
Sudhaus 2014 Effectiveness of a peracetic acid-based disinfectant against spores of Bacillus cereus under different environmental conditions | protein | Liquid Suspension |  |  |  |  | 10 | mL | 1e-05 | m^3 |  |  |  | 0.225 | wt% |  |  | 1 | 20 |  | 50 | aqueous suspension with protein load | time before neutralization | 60 | 1 |  | 2 | Qualneg | [5 empty] | 2 | [12 empty] | /mL |  |  |  | 0
Sudhaus 2014 Effectiveness of a peracetic acid-based disinfectant against spores of Bacillus cereus under different environmental conditions | protein | Liquid Suspension |  |  |  |  | 10 | mL | 1e-05 | m^3 |  |  |  | 0.3 | wt% |  |  | 1 | 20 |  | 50 | aqueous suspension with protein load | time before neutralization | 60 | 1 |  | 2 | QualNeg | [5 empty] | 2 | [12 empty] | /mL |  |  |  | 0
Sudhaus 2014 Effectiveness of a peracetic acid-based disinfectant against spores of Bacillus cereus under different environmental conditions |  | Liquid Suspension |  |  |  |  | 10 | mL | 1e-05 | m^3 |  |  |  | 0.225 | wt% |  |  | 1 | 20 |  | 50 | aqueous suspension | time before neutralization | 30 | 4 |  | 2 | QualNeg | [5 empty] | 2 | [12 empty] | /mL |  |  |  | 0
Sudhaus 2014 Effectiveness of a peracetic acid-based disinfectant against spores of Bacillus cereus under different environmental conditions |  | Liquid Suspension |  |  |  |  | 10 | mL | 1e-05 | m^3 |  |  |  | 0.3 | wt% |  |  | 1 | 20 |  | 50 | aqueous suspension | time before neutralization | 30 | 3 |  | 2 | QualNeg | [5 empty] | 2 | [12 empty] | /mL |  |  |  | 0
Sudhaus 2014 Effectiveness of a peracetic acid-based disinfectant against spores of Bacillus cereus under different environmental conditions |  | Liquid Suspension |  |  |  |  | 10 | mL | 1e-05 | m^3 |  |  |  | 0.15 | wt% |  |  | 1 | 20 |  | 50 | aqueous suspension | time before neutralization | 60 | 4 |  | 2 | QualNeg | [5 empty] | 2 | [12 empty] | /mL |  |  |  | 0
Sudhaus 2014 Effectiveness of a peracetic acid-based disinfectant against spores of Bacillus cereus under different environmental conditions |  | Liquid Suspension |  |  |  |  | 10 | mL | 1e-05 | m^3 |  |  |  | 0.225 | wt% |  |  | 1 | 20 |  | 50 | aqueous suspension | time before neutralization | 60 | 4 |  | 2 | QualNeg | [5 empty] | 2 | [12 empty] | /mL |  |  |  | 0
Sudhaus 2014 Effectiveness of a peracetic acid-based disinfectant against spores of Bacillus cereus under different environmental conditions |  | Liquid Suspension |  |  |  |  | 10 | mL | 1e-05 | m^3 |  |  |  | 0.3 | wt% |  |  | 1 | 20 |  | 50 | aqueous suspension | time before neutralization | 60 | 4 |  | 2 | QualNeg | [5 empty] | 2 | [12 empty] | /mL |  |  |  | 0
Sudhaus 2014 Effectiveness of a peracetic acid-based disinfectant against spores of Bacillus cereus under different environmental conditions |  | Liquid Suspension |  |  |  |  | 10 | mL | 1e-05 | m^3 |  |  |  | 0.075 | wt% |  |  | 1 | 20 |  | 50 | aqueous suspension | time before neutralization | 30 | 4 |  | 2.015 | LR | [5 empty] | 2 | [12 empty] | /mL
Sudhaus 2014 Effectiveness of a peracetic acid-based disinfectant against spores of Bacillus cereus under different environmental conditions |  | Liquid Suspension |  |  |  |  | 10 | mL | 1e-05 | m^3 |  |  |  | 0.15 | wt% |  |  | 1 | 20 |  | 50 | aqueous suspension | time before neutralization | 60 | 2 |  | 2.015 | LR | [5 empty] | 2 | [12 empty] | /mL
Sudhaus 2014 Effectiveness of a peracetic acid-based disinfectant against spores of Bacillus cereus under different environmental conditions |  | Liquid Suspension |  |  |  |  | 10 | mL | 1e-05 | m^3 |  |  |  | 0.075 | wt% |  |  | 1 | 20 |  | 50 | aqueous suspension | time before neutralization | 60 | 3 |  | 2.03 | LR | [5 empty] | 2 | [12 empty] | /mL
Sudhaus 2014 Effectiveness of a peracetic acid-based disinfectant against spores of Bacillus cereus under different environmental conditions | protein | Liquid Suspension |  |  |  |  | 10 | mL | 1e-05 | m^3 |  |  |  | 0.15 | wt% |  |  | 1 | 20 |  | 50 | aqueous suspension with protein load | time before neutralization | 60 | 4 |  | 2.035 | LR | [5 empty] | 2 | [12 empty] | /mL
Sudhaus 2014 Effectiveness of a peracetic acid-based disinfectant against spores of Bacillus cereus under different environmental conditions | protein | Liquid Suspension |  |  |  |  | 10 | mL | 1e-05 | m^3 |  |  |  | 0.3 | wt% |  |  | 1 | 20 |  | 50 | aqueous suspension with protein load | time before neutralization | 5 | 1 |  | 2.07 | LR | [5 empty] | 2 | [12 empty] | /mL
Sudhaus 2014 Effectiveness of a peracetic acid-based disinfectant against spores of Bacillus cereus under different environmental conditions |  | Liquid Suspension |  |  |  |  | 10 | mL | 1e-05 | m^3 |  |  |  | 0.075 | wt% |  |  | 1 | 20 |  | 50 | aqueous suspension | time before neutralization | 30 | 1 |  | 2.07 | LR | [5 empty] | 2 | [12 empty] | /mL
Sudhaus 2014 Effectiveness of a peracetic acid-based disinfectant against spores of Bacillus cereus under different environmental conditions | protein | Liquid Suspension |  |  |  |  | 10 | mL | 1e-05 | m^3 |  |  |  | 0.225 | wt% |  |  | 1 | 20 |  | 50 | aqueous suspension with protein load | time before neutralization | 30 | 4 |  | 2.09 | LR | [5 empty] | 2 | [12 empty] | /mL
Sudhaus 2014 Effectiveness of a peracetic acid-based disinfectant against spores of Bacillus cereus under different environmental conditions |  | Liquid Suspension |  |  |  |  | 10 | mL | 1e-05 | m^3 |  |  |  | 0.15 | wt% |  |  | 1 | 10 |  | 50 | aqueous suspension | time before neutralization | 60 | 3 |  | 2.115 | LR | [5 empty] | 2 | [12 empty] | /mL
Sudhaus 2014 Effectiveness of a peracetic acid-based disinfectant against spores of Bacillus cereus under different environmental conditions | protein | Liquid Suspension |  |  |  |  | 10 | mL | 1e-05 | m^3 |  |  |  | 0.225 | wt% |  |  | 1 | 10 |  | 50 | aqueous suspension with protein load | time before neutralization | 30 | 4 |  | 2.18 | LR | [5 empty] | 2 | [12 empty] | /mL
Sudhaus 2014 Effectiveness of a peracetic acid-based disinfectant against spores of Bacillus cereus under different environmental conditions | protein | Liquid Suspension |  |  |  |  | 10 | mL | 1e-05 | m^3 |  |  |  | 0.0375 | wt% |  |  | 1 | 20 |  | 50 | aqueous suspension with protein load | time before neutralization | 60 | 4 |  | 2.215 | LR | [5 empty] | 2 | [12 empty] | /mL
Sudhaus 2014 Effectiveness of a peracetic acid-based disinfectant against spores of Bacillus cereus under different environmental conditions |  | Liquid Suspension |  |  |  |  | 10 | mL | 1e-05 | m^3 |  |  |  | 0.225 | wt% |  |  | 1 | 20 |  | 50 | aqueous suspension | time before neutralization | 5 | 4 |  | 2.22 | LR | [5 empty] | 2 | [12 empty] | /mL
Sudhaus 2014 Effectiveness of a peracetic acid-based disinfectant against spores of Bacillus cereus under different environmental conditions | protein | Liquid Suspension |  |  |  |  | 10 | mL | 1e-05 | m^3 |  |  |  | 0.15 | wt% |  |  | 1 | 10 |  | 50 | aqueous suspension with protein load | time before neutralization | 60 | 4 |  | 2.235 | LR | [5 empty] | 2 | [12 empty] | /mL
Sudhaus 2014 Effectiveness of a peracetic acid-based disinfectant against spores of Bacillus cereus under different environmental conditions |  | Liquid Suspension |  |  |  |  | 10 | mL | 1e-05 | m^3 |  |  |  | 0.3 | wt% |  |  | 1 | 10 |  | 50 | aqueous suspension | time before neutralization | 30 | 2 |  | 2.245 | LR | [5 empty] | 2 | [12 empty] | /mL
Sudhaus 2014 Effectiveness of a peracetic acid-based disinfectant against spores of Bacillus cereus under different environmental conditions |  | Liquid Suspension |  |  |  |  | 10 | mL | 1e-05 | m^3 |  |  |  | 0.225 | wt% |  |  | 1 | 10 |  | 50 | aqueous suspension | time before neutralization | 60 | 3 |  | 2.26 | LR | [5 empty] | 2 | [12 empty] | /mL
Sudhaus 2014 Effectiveness of a peracetic acid-based disinfectant against spores of Bacillus cereus under different environmental conditions | protein | Liquid Suspension |  |  |  |  | 10 | mL | 1e-05 | m^3 |  |  |  | 0.15 | wt% |  |  | 1 | 15 |  | 50 | aqueous suspension with protein load | time before neutralization | 5 | 4 |  | 2.315 | LR | [5 empty] | 2 | [12 empty] | /mL
Sudhaus 2014 Effectiveness of a peracetic acid-based disinfectant against spores of Bacillus cereus under different environmental conditions |  | Liquid Suspension |  |  |  |  | 10 | mL | 1e-05 | m^3 |  |  |  | 0.075 | wt% |  |  | 1 | 20 |  | 50 | aqueous suspension | time before neutralization | 60 | 1 |  | 2.32 | LR | [5 empty] | 2 | [12 empty] | /mL
Sudhaus 2014 Effectiveness of a peracetic acid-based disinfectant against spores of Bacillus cereus under different environmental conditions |  | Liquid Suspension |  |  |  |  | 10 | mL | 1e-05 | m^3 |  |  |  | 0.3 | wt% |  |  | 1 | 20 |  | 50 | aqueous suspension | time before neutralization | 5 | 1 |  | 2.335 | LR | [5 empty] | 2 | [12 empty] | /mL
Sudhaus 2014 Effectiveness of a peracetic acid-based disinfectant against spores of Bacillus cereus under different environmental conditions | protein | Liquid Suspension |  |  |  |  | 10 | mL | 1e-05 | m^3 |  |  |  | 0.15 | wt% |  |  | 1 | 10 |  | 50 | aqueous suspension with protein load | time before neutralization | 30 | 4 |  | 2.35 | LR | [5 empty] | 2 | [12 empty] | /mL
Sudhaus 2014 Effectiveness of a peracetic acid-based disinfectant against spores of Bacillus cereus under different environmental conditions |  | Liquid Suspension |  |  |  |  | 10 | mL | 1e-05 | m^3 |  |  |  | 0.3 | wt% |  |  | 1 | 20 |  | 50 | aqueous suspension | time before neutralization | 30 | 3 |  | 2.4 | LR | [5 empty] | 2 | [12 empty] | /mL
Sudhaus 2014 Effectiveness of a peracetic acid-based disinfectant against spores of Bacillus cereus under different environmental conditions |  | Liquid Suspension |  |  |  |  | 10 | mL | 1e-05 | m^3 |  |  |  | 0.15 | wt% |  |  | 1 | 15 |  | 50 | aqueous suspension | time before neutralization | 30 | 4 |  | 2.42 | LR | [5 empty] | 2 | [12 empty] | /mL
Sudhaus 2014 Effectiveness of a peracetic acid-based disinfectant against spores of Bacillus cereus under different environmental conditions | protein | Liquid Suspension |  |  |  |  | 10 | mL | 1e-05 | m^3 |  |  |  | 0.15 | wt% |  |  | 1 | 15 |  | 50 | aqueous suspension with protein load | time before neutralization | 30 | 4 |  | 2.44 | LR | [5 empty] | 2 | [12 empty] | /mL
Sudhaus 2014 Effectiveness of a peracetic acid-based disinfectant against spores of Bacillus cereus under different environmental conditions | protein | Liquid Suspension |  |  |  |  | 10 | mL | 1e-05 | m^3 |  |  |  | 0.075 | wt% |  |  | 1 | 20 |  | 50 | aqueous suspension with protein load | time before neutralization | 60 | 4 |  | 2.46 | LR | [5 empty] | 2 | [12 empty] | /mL
Sudhaus 2014 Effectiveness of a peracetic acid-based disinfectant against spores of Bacillus cereus under different environmental conditions | protein | Liquid Suspension |  |  |  |  | 10 | mL | 1e-05 | m^3 |  |  |  | 0.075 | wt% |  |  | 1 | 20 |  | 50 | aqueous suspension with protein load | time before neutralization | 60 | 2 |  | 2.5 | LR | [5 empty] | 2 | [12 empty] | /mL
Sudhaus 2014 Effectiveness of a peracetic acid-based disinfectant against spores of Bacillus cereus under different environmental conditions |  | Liquid Suspension |  |  |  |  | 10 | mL | 1e-05 | m^3 |  |  |  | 0.15 | wt% |  |  | 1 | 10 |  | 50 | aqueous suspension | time before neutralization | 60 | 3 |  | 2.535 | LR | [5 empty] | 2 | [12 empty] | /mL
Sudhaus 2014 Effectiveness of a peracetic acid-based disinfectant against spores of Bacillus cereus under different environmental conditions | protein | Liquid Suspension |  |  |  |  | 10 | mL | 1e-05 | m^3 |  |  |  | 0.3 | wt% |  |  | 1 | 20 |  | 50 | aqueous suspension with protein load | time before neutralization | 5 | 4 |  | 2.59 | LR | [5 empty] | 2 | [12 empty] | /mL
Sudhaus 2014 Effectiveness of a peracetic acid-based disinfectant against spores of Bacillus cereus under different environmental conditions | protein | Liquid Suspension |  |  |  |  | 10 | mL | 1e-05 | m^3 |  |  |  | 0.3 | wt% |  |  | 1 | 15 |  | 50 | aqueous suspension with protein load | time before neutralization | 60 | 1 |  | 2.64 | LR | [5 empty] | 2 | [12 empty] | /mL
Sudhaus 2014 Effectiveness of a peracetic acid-based disinfectant against spores of Bacillus cereus under different environmental conditions |  | Liquid Suspension |  |  |  |  | 10 | mL | 1e-05 | m^3 |  |  |  | 0.225 | wt% |  |  | 1 | 10 |  | 50 | aqueous suspension | time before neutralization | 60 | 1 |  | 2.7 | LR | [5 empty] | 2 | [12 empty] | /mL
Sudhaus 2014 Effectiveness of a peracetic acid-based disinfectant against spores of Bacillus cereus under different environmental conditions |  | Liquid Suspension |  |  |  |  | 10 | mL | 1e-05 | m^3 |  |  |  | 0.3 | wt% |  |  | 1 | 10 |  | 50 | aqueous suspension | time before neutralization | 30 | 4 |  | 2.735 | LR | [5 empty] | 2 | [12 empty] | /mL
Sudhaus 2014 Effectiveness of a peracetic acid-based disinfectant against spores of Bacillus cereus under different environmental conditions | protein | Liquid Suspension |  |  |  |  | 10 | mL | 1e-05 | m^3 |  |  |  | 0.3 | wt% |  |  | 1 | 10 |  | 50 | aqueous suspension with protein load | time before neutralization | 30 | 3 |  | 2.865 | LR | [5 empty] | 2 | [12 empty] | /mL
Sudhaus 2014 Effectiveness of a peracetic acid-based disinfectant against spores of Bacillus cereus under different environmental conditions |  | Liquid Suspension |  |  |  |  | 10 | mL | 1e-05 | m^3 |  |  |  | 0.15 | wt% |  |  | 1 | 20 |  | 50 | aqueous suspension | time before neutralization | 30 | 4 |  | 2.955 | LR | [5 empty] | 2 | [12 empty] | /mL
Sudhaus 2014 Effectiveness of a peracetic acid-based disinfectant against spores of Bacillus cereus under different environmental conditions |  | Liquid Suspension |  |  |  |  | 10 | mL | 1e-05 | m^3 |  |  |  | 0.225 | wt% |  |  | 1 | 15 |  | 50 | aqueous suspension | time before neutralization | 30 | 4 |  | 2.965 | LR | [5 empty] | 2 | [12 empty] | /mL
Sudhaus 2014 Effectiveness of a peracetic acid-based disinfectant against spores of Bacillus cereus under different environmental conditions | protein | Liquid Suspension |  |  |  |  | 10 | mL | 1e-05 | m^3 |  |  |  | 0.225 | wt% |  |  | 1 | 15 |  | 50 | aqueous suspension with protein load | time before neutralization | 30 | 4 |  | 2.97 | LR | [5 empty] | 2 | [12 empty] | /mL
Sudhaus 2014 Effectiveness of a peracetic acid-based disinfectant against spores of Bacillus cereus under different environmental conditions | protein | Liquid Suspension |  |  |  |  | 10 | mL | 1e-05 | m^3 |  |  |  | 0.075 | wt% |  |  | 1 | 15 |  | 50 | aqueous suspension with protein load | time before neutralization | 30 | 4 |  | 2.97 | LR | [5 empty] | 2 | [12 empty] | /mL
Sudhaus 2014 Effectiveness of a peracetic acid-based disinfectant against spores of Bacillus cereus under different environmental conditions |  | Liquid Suspension |  |  |  |  | 10 | mL | 1e-05 | m^3 |  |  |  | 0.3 | wt% |  |  | 1 | 20 |  | 50 | aqueous suspension | time before neutralization | 5 | 4 |  | 2.99 | LR | [5 empty] | 2 | [12 empty] | /mL
Sudhaus 2014 Effectiveness of a peracetic acid-based disinfectant against spores of Bacillus cereus under different environmental conditions | protein | Liquid Suspension |  |  |  |  | 10 | mL | 1e-05 | m^3 |  |  |  | 0.3 | wt% |  |  | 1 | 10 |  | 50 | aqueous suspension with protein load | time before neutralization | 60 | 2 | > | 3 | LR | [5 empty] | 2 | [12 empty] | /mL |  |  |  | 0 | 3
Sudhaus 2014 Effectiveness of a peracetic acid-based disinfectant against spores of Bacillus cereus under different environmental conditions |  | Liquid Suspension |  |  |  |  | 10 | mL | 1e-05 | m^3 |  |  |  | 0.15 | wt% |  |  | 1 | 15 |  | 50 | aqueous suspension | time before neutralization | 60 | 3 |  | 3 | LR | [5 empty] | 2 | [12 empty] | /mL
Sudhaus 2014 Effectiveness of a peracetic acid-based disinfectant against spores of Bacillus cereus under different environmental conditions | protein | Liquid Suspension |  |  |  |  | 10 | mL | 1e-05 | m^3 |  |  |  | 0.225 | wt% |  |  | 1 | 20 |  | 50 | aqueous suspension with protein load | time before neutralization | 30 | 4 | > | 3 | LR | [5 empty] | 2 | [12 empty] | /mL |  |  |  | 0 | 3
Sudhaus 2014 Effectiveness of a peracetic acid-based disinfectant against spores of Bacillus cereus under different environmental conditions | protein | Liquid Suspension |  |  |  |  | 10 | mL | 1e-05 | m^3 |  |  |  | 0.15 | wt% |  |  | 1 | 20 |  | 50 | aqueous suspension with protein load | time before neutralization | 60 | 1 | > | 3 | LR | [5 empty] | 2 | [12 empty] | /mL |  |  |  | 0 | 3
Sudhaus 2014 Effectiveness of a peracetic acid-based disinfectant against spores of Bacillus cereus under different environmental conditions |  | Liquid Suspension |  |  |  |  | 10 | mL | 1e-05 | m^3 |  |  |  | 0.15 | wt% |  |  | 1 | 20 |  | 50 | aqueous suspension | time before neutralization | 30 | 1 | > | 3 | LR | [5 empty] | 2 | [12 empty] | /mL |  |  |  | 0 | 3
Sudhaus 2014 Effectiveness of a peracetic acid-based disinfectant against spores of Bacillus cereus under different environmental conditions |  | Liquid Suspension |  |  |  |  | 10 | mL | 1e-05 | m^3 |  |  |  | 0.15 | wt% |  |  | 1 | 20 |  | 50 | aqueous suspension | time before neutralization | 60 | 4 | > | 3 | LR | [5 empty] | 2 | [12 empty] | /mL |  |  |  | 0 | 3
Sudhaus 2014 Effectiveness of a peracetic acid-based disinfectant against spores of Bacillus cereus under different environmental conditions | protein | Liquid Suspension |  |  |  |  | 10 | mL | 1e-05 | m^3 |  |  |  | 0.3 | wt% |  |  | 1 | 10 |  | 50 | aqueous suspension with protein load | time before neutralization | 60 |  | > | 3 | LR | [5 empty] | 2 | [12 empty] | /mL |  |  |  | 0 | 3
Sudhaus 2014 Effectiveness of a peracetic acid-based disinfectant against spores of Bacillus cereus under different environmental conditions |  | Liquid Suspension |  |  |  |  | 10 | mL | 1e-05 | m^3 |  |  |  | 0.3 | wt% |  |  | 1 | 10 |  | 50 | aqueous suspension | time before neutralization | 60 |  | > | 3 | LR | [5 empty] | 2 | [12 empty] | /mL |  |  |  | 0 | 3
Sudhaus 2014 Effectiveness of a peracetic acid-based disinfectant against spores of Bacillus cereus under different environmental conditions | protein | Liquid Suspension |  |  |  |  | 10 | mL | 1e-05 | m^3 |  |  |  | 0.225 | wt% |  |  | 1 | 15 |  | 50 | aqueous suspension with protein load | time before neutralization | 30 |  | > | 3 | LR | [5 empty] | 2 | [12 empty] | /mL |  |  |  | 0 | 3
Sudhaus 2014 Effectiveness of a peracetic acid-based disinfectant against spores of Bacillus cereus under different environmental conditions | protein | Liquid Suspension |  |  |  |  | 10 | mL | 1e-05 | m^3 |  |  |  | 0.3 | wt% |  |  | 1 | 15 |  | 50 | aqueous suspension with protein load | time before neutralization | 30 |  | > | 3 | LR | [5 empty] | 2 | [12 empty] | /mL |  |  |  | 0 | 3
Sudhaus 2014 Effectiveness of a peracetic acid-based disinfectant against spores of Bacillus cereus under different environmental conditions | protein | Liquid Suspension |  |  |  |  | 10 | mL | 1e-05 | m^3 |  |  |  | 0.225 | wt% |  |  | 1 | 15 |  | 50 | aqueous suspension with protein load | time before neutralization | 60 |  | > | 3 | LR | [5 empty] | 2 | [12 empty] | /mL |  |  |  | 0 | 3
Sudhaus 2014 Effectiveness of a peracetic acid-based disinfectant against spores of Bacillus cereus under different environmental conditions | protein | Liquid Suspension |  |  |  |  | 10 | mL | 1e-05 | m^3 |  |  |  | 0.3 | wt% |  |  | 1 | 15 |  | 50 | aqueous suspension with protein load | time before neutralization | 60 |  | > | 3 | LR | [5 empty] | 2 | [12 empty] | /mL |  |  |  | 0 | 3
Sudhaus 2014 Effectiveness of a peracetic acid-based disinfectant against spores of Bacillus cereus under different environmental conditions |  | Liquid Suspension |  |  |  |  | 10 | mL | 1e-05 | m^3 |  |  |  | 0.225 | wt% |  |  | 1 | 15 |  | 50 | aqueous suspension | time before neutralization | 30 |  | > | 3 | LR | [5 empty] | 2 | [12 empty] | /mL |  |  |  | 0 | 3
Sudhaus 2014 Effectiveness of a peracetic acid-based disinfectant against spores of Bacillus cereus under different environmental conditions |  | Liquid Suspension |  |  |  |  | 10 | mL | 1e-05 | m^3 |  |  |  | 0.3 | wt% |  |  | 1 | 15 |  | 50 | aqueous suspension | time before neutralization | 30 |  | > | 3 | LR | [5 empty] | 2 | [12 empty] | /mL |  |  |  | 0 | 3
Sudhaus 2014 Effectiveness of a peracetic acid-based disinfectant against spores of Bacillus cereus under different environmental conditions |  | Liquid Suspension |  |  |  |  | 10 | mL | 1e-05 | m^3 |  |  |  | 0.15 | wt% |  |  | 1 | 15 |  | 50 | aqueous suspension | time before neutralization | 60 |  | > | 3 | LR | [5 empty] | 2 | [12 empty] | /mL |  |  |  | 0 | 3
Sudhaus 2014 Effectiveness of a peracetic acid-based disinfectant against spores of Bacillus cereus under different environmental conditions |  | Liquid Suspension |  |  |  |  | 10 | mL | 1e-05 | m^3 |  |  |  | 0.225 | wt% |  |  | 1 | 15 |  | 50 | aqueous suspension | time before neutralization | 60 |  | > | 3 | LR | [5 empty] | 2 | [12 empty] | /mL |  |  |  | 0 | 3
Sudhaus 2014 Effectiveness of a peracetic acid-based disinfectant against spores of Bacillus cereus under different environmental conditions | protein | Liquid Suspension |  |  |  |  | 10 | mL | 1e-05 | m^3 |  |  |  | 0.075 | wt% |  |  | 1 | 20 |  | 50 | aqueous suspension with protein load | time before neutralization | 60 |  | > | 3 | LR | [5 empty] | 2 | [12 empty] | /mL |  |  |  | 0 | 3
Sudhaus 2014 Effectiveness of a peracetic acid-based disinfectant against spores of Bacillus cereus under different environmental conditions | protein | Liquid Suspension |  |  |  |  | 10 | mL | 1e-05 | m^3 |  |  |  | 0.15 | wt% |  |  | 1 | 20 |  | 50 | aqueous suspension with protein load | time before neutralization | 60 |  | > | 3 | LR | [5 empty] | 2 | [12 empty] | /mL |  |  |  | 0 | 3
Sudhaus 2014 Effectiveness of a peracetic acid-based disinfectant against spores of Bacillus cereus under different environmental conditions | protein | Liquid Suspension |  |  |  |  | 10 | mL | 1e-05 | m^3 |  |  |  | 0.3 | wt% |  |  | 1 | 20 |  | 50 | aqueous suspension with protein load | time before neutralization | 30 |  |  | 3 | LR | [5 empty] | 2 | [12 empty] | /mL
Sudhaus 2014 Effectiveness of a peracetic acid-based disinfectant against spores of Bacillus cereus under different environmental conditions | protein | Liquid Suspension |  |  |  |  | 10 | mL | 1e-05 | m^3 |  |  |  | 0.3 | wt% |  |  | 1 | 20 |  | 50 | aqueous suspension with protein load | time before neutralization | 60 |  | > | 3 | LR | [5 empty] | 2 | [12 empty] | /mL |  |  |  | 0 | 3
Sudhaus 2014 Effectiveness of a peracetic acid-based disinfectant against spores of Bacillus cereus under different environmental conditions |  | Liquid Suspension |  |  |  |  | 10 | mL | 1e-05 | m^3 |  |  |  | 0.225 | wt% |  |  | 1 | 20 |  | 50 | aqueous suspension | time before neutralization | 60 |  | > | 3 | LR | [5 empty] | 2 | [12 empty] | /mL |  |  |  | 0 | 3
Sudhaus 2014 Effectiveness of a peracetic acid-based disinfectant against spores of Bacillus cereus under different environmental conditions |  | Liquid Suspension |  |  |  |  | 10 | mL | 1e-05 | m^3 |  |  |  | 0.3 | wt% |  |  | 1 | 20 |  | 50 | aqueous suspension | time before neutralization | 60 |  | > | 3 | LR | [5 empty] | 2 | [12 empty] | /mL |  |  |  | 0 | 3
Sudhaus 2014 Effectiveness of a peracetic acid-based disinfectant against spores of Bacillus cereus under different environmental conditions | protein | Liquid Suspension |  |  |  |  | 10 | mL | 1e-05 | m^3 |  |  |  | 0.15 | wt% |  |  | 1 | 10 |  | 50 | aqueous suspension with protein load | time before neutralization | 60 |  | > | 3 | LR | [5 empty] | 2 | [12 empty] | /mL |  |  |  | 0 | 3
Sudhaus 2014 Effectiveness of a peracetic acid-based disinfectant against spores of Bacillus cereus under different environmental conditions | protein | Liquid Suspension |  |  |  |  | 10 | mL | 1e-05 | m^3 |  |  |  | 0.15 | wt% |  |  | 1 | 15 |  | 50 | aqueous suspension with protein load | time before neutralization | 30 |  | > | 3 | LR | [5 empty] | 2 | [12 empty] | /mL |  |  |  | 0 | 3
Sudhaus 2014 Effectiveness of a peracetic acid-based disinfectant against spores of Bacillus cereus under different environmental conditions | protein | Liquid Suspension |  |  |  |  | 10 | mL | 1e-05 | m^3 |  |  |  | 0.075 | wt% |  |  | 1 | 15 |  | 50 | aqueous suspension with protein load | time before neutralization | 60 |  | > | 3 | LR | [5 empty] | 2 | [12 empty] | /mL |  |  |  | 0 | 3
Sudhaus 2014 Effectiveness of a peracetic acid-based disinfectant against spores of Bacillus cereus under different environmental conditions | protein | Liquid Suspension |  |  |  |  | 10 | mL | 1e-05 | m^3 |  |  |  | 0.15 | wt% |  |  | 1 | 20 |  | 50 | aqueous suspension with protein load | time before neutralization | 30 |  | > | 3 | LR | [5 empty] | 2 | [12 empty] | /mL |  |  |  | 0 | 3
Sudhaus 2014 Effectiveness of a peracetic acid-based disinfectant against spores of Bacillus cereus under different environmental conditions |  | Liquid Suspension |  |  |  |  | 10 | mL | 1e-05 | m^3 |  |  |  | 0.15 | wt% |  |  | 1 | 20 |  | 50 | aqueous suspension | time before neutralization | 30 |  | > | 3 | LR | [5 empty] | 2 | [12 empty] | /mL |  |  |  | 0 | 3
Sudhaus 2014 Effectiveness of a peracetic acid-based disinfectant against spores of Bacillus cereus under different environmental conditions | protein | Liquid Suspension |  |  |  |  | 10 | mL | 1e-05 | m^3 |  |  |  | 0.225 | wt% |  |  | 1 | 10 |  | 50 | aqueous suspension with protein load | time before neutralization | 60 |  |  | 3.01 | LR | [5 empty] | 2 | [12 empty] | /mL
Sudhaus 2014 Effectiveness of a peracetic acid-based disinfectant against spores of Bacillus cereus under different environmental conditions | protein | Liquid Suspension |  |  |  |  | 10 | mL | 1e-05 | m^3 |  |  |  | 0.15 | wt% |  |  | 1 | 20 |  | 50 | aqueous suspension with protein load | time before neutralization | 30 |  |  | 3.08 | LR | [5 empty] | 2 | [12 empty] | /mL
Sudhaus 2014 Effectiveness of a peracetic acid-based disinfectant against spores of Bacillus cereus under different environmental conditions | protein | Liquid Suspension |  |  |  |  | 10 | mL | 1e-05 | m^3 |  |  |  | 0.15 | wt% |  |  | 1 | 15 |  | 50 | aqueous suspension with protein load | time before neutralization | 60 |  |  | 3.16 | LR | [5 empty] | 2 | [12 empty] | /mL
Sudhaus 2014 Effectiveness of a peracetic acid-based disinfectant against spores of Bacillus cereus under different environmental conditions | protein | Liquid Suspension |  |  |  |  | 10 | mL | 1e-05 | m^3 |  |  |  | 0.15 | wt% |  |  | 1 | 15 |  | 50 | aqueous suspension with protein load | time before neutralization | 60 |  |  | 3.205 | LR | [5 empty] | 2 | [12 empty] | /mL
Sudhaus 2014 Effectiveness of a peracetic acid-based disinfectant against spores of Bacillus cereus under different environmental conditions |  | Liquid Suspension |  |  |  |  | 10 | mL | 1e-05 | m^3 |  |  |  | 0.075 | wt% |  |  | 1 | 20 |  | 50 | aqueous suspension | time before neutralization | 60 |  |  | 3.225 | LR | [5 empty] | 2 | [12 empty] | /mL
Sudhaus 2014 Effectiveness of a peracetic acid-based disinfectant against spores of Bacillus cereus under different environmental conditions | protein | Liquid Suspension |  |  |  |  | 10 | mL | 1e-05 | m^3 |  |  |  | 0.3 | wt% |  |  | 1 | 10 |  | 50 | aqueous suspension with protein load | time before neutralization | 30 |  |  | 3.27 | LR | [5 empty] | 2 | [12 empty] | /mL
Sudhaus 2014 Effectiveness of a peracetic acid-based disinfectant against spores of Bacillus cereus under different environmental conditions | protein | Liquid Suspension |  |  |  |  | 10 | mL | 1e-05 | m^3 |  |  |  | 0.225 | wt% |  |  | 1 | 10 |  | 50 | aqueous suspension with protein load | time before neutralization | 60 |  |  | 3.37 | LR | [5 empty] | 2 | [12 empty] | /mL
Sudhaus 2014 Effectiveness of a peracetic acid-based disinfectant against spores of Bacillus cereus under different environmental conditions | protein | Liquid Suspension |  |  |  |  | 10 | mL | 1e-05 | m^3 |  |  |  | 0.225 | wt% |  |  | 1 | 20 |  | 50 | aqueous suspension with protein load | time before neutralization | 60 |  |  | 3.495 | LR | [5 empty] | 2 | [12 empty] | /mL
Sudhaus 2014 Effectiveness of a peracetic acid-based disinfectant against spores of Bacillus cereus under different environmental conditions | protein | Liquid Suspension |  |  |  |  | 10 | mL | 1e-05 | m^3 |  |  |  | 0.15 | wt% |  |  | 1 | 20 |  | 50 | aqueous suspension with protein load | time before neutralization | 30 |  | > | 3 | LR | [5 empty] | 2 | [12 empty] | /mL |  |  |  | 0 | 3

## Liquid Suspension Data
Value
Number of Records | 1680
Records Including Grime Dirt | 315
Records Including Rinsate | 634
| Units | Minimum | Maximum | Mean/Mode | Standard Deviation
Coupon Area | m^3 | 6e-08 | 0.2082 | 0.002778 | 0.022721
Loading | multiple units given | 109 | 10000000000 | 778589902.708 | 2028164427.8187
Number of Applications | # | 1 | 6 | 2.7897 | 1.2543
Temperature | Celsius | -5 | 85 | 27.2573 | 20.8277
Relative Humidity | % | 50 | 50 | 50 | 0
Contact Time | Minutes | 0 | 20160 | 180.9366 | 1412.3055
Concentration of Active Decon Agent | multiple units given | 0 | 7000 | 202.7542 | 613.8647
Efficacy | multiple units given | -0.16096 | 107.513 | 6.8579 | 19.2636
Volume Applied | NA | NA | NA | NA | NA

## Liquid Wipe Master
Ref | GrimeDirt | AppMeth | LoadingUn | LoadingNum | ConvertedLoading | ConvertedLoadingUn | CoupArea | CoupAreaUn | ConvertedCoupArea | ConvertedCoupAreaUn | Rinsate | RinsateUn | ConcDoseCtrl | ConcDoseNum | ConcDoseUn | ConvertedConcDose | ConvertedConcDoseUn | TempCtrl | TempNum | RHCtrl | RHNum | SurfMed | ContTimeDesc | ContTimeNumMin | TotalApp | EffGreater | Eff | EffMeas | EffVar | EffVarStat | ConvertedEff | ConvertedEffMeas | LPosRec | N | MatComp | VolApp | VolAppUn | ConvertedVolApp | ConvertedVolAppUn | CT | CTUn | RinsateLess | Positives | WaterRinse | Surface | VolAppDen(L/m^2) | VolAppDenUn | ClO2(ppm) | MB(mg/L) | H2O2(ppm) | PosCalc | LPosRecCalc
Decontamition Methods For Environmental Surfaces Contamited Withbacterial Spores: Evaluation Of Spray Method Parameters And Impact Of Surface Grime |  | Liquid Wipe | [8 empty] | 5 | CFU |  | 6350 | FAC ppm (FAC mg/L) |  |  | 18-24 | 22 |  | 50 | painted wallboard | time until wet-vac sampling and run-off sampling, but wipe sampling conducted after 18 hour drying | 30 |  |  | 1.86 | LRSurf | 28 | %RSD |  |  |  | 3 | [7 empty] | < |  |  | wallboard |  | mL/
Decontamition Methods For Environmental Surfaces Contamited Withbacterial Spores: Evaluation Of Spray Method Parameters And Impact Of Surface Grime |  | Liquid Wipe | [8 empty] | no rinsate | CFU |  | 0 |  |  |  | 18-24 | 22 |  | 50 | painted wallboard | time until wet-vac sampling and run-off sampling, but wipe sampling conducted after 18 hour drying | 30 |  |  | 0.57 | LRSurf | 2 | %RSD |  |  |  | 3 | [10 empty] | wallboard |  | mL/
Decontamition Methods For Environmental Surfaces Contamited Withbacterial Spores: Evaluation Of Spray Method Parameters And Impact Of Surface Grime |  | Liquid Wipe | [8 empty] | no rinsate | CFU |  | 0 |  |  |  | 18-24 | 22 |  | 50 | painted wallboard | time until wet-vac sampling and run-off sampling, but wipe sampling conducted after 18 hour drying | 30 |  |  | 3.31 | LRSurf | 28 | %RSD |  |  |  | 3 | [10 empty] | wallboard |  | mL/
Decontamition Methods For Environmental Surfaces Contamited Withbacterial Spores: Evaluation Of Spray Method Parameters And Impact Of Surface Grime |  | Liquid Wipe | [8 empty] | 5 | CFU |  | 6350 | FAC ppm (FAC mg/L) |  |  | 18-24 | 22 |  | 50 | painted wallboard | time until wet-vac sampling and run-off sampling, but wipe sampling conducted after 18 hour drying | 30 |  |  | 2.49 | LRSurf | 15 | %RSD |  |  |  | 3 | [7 empty] | < |  |  | wallboard |  | mL/
Meyer 2014 Efficacy of sporicidal wipes for ictivation of a Bacillus anthracis surrogate |  | Liquid Wipe |  |  |  |  | 1296 | cm^2 | 0.1296 | m^2 | combined |  |  | 0.55 | wt% in wetting liquid |  |  |  | 22.5 |  | 20333 | Stainless steel | continuously wetted | 3 |  | ≥ | 7.27 | LR | 0.16 | 1.96 x SE |  |  |  | 5 | [10 empty] | steel |  | /cm^2 |  |  |  | 0 | 7.27
Meyer 2014 Efficacy of sporicidal wipes for ictivation of a Bacillus anthracis surrogate |  | Liquid Wipe |  |  |  |  | 1296 | cm^2 | 0.1296 | m^2 | combined |  |  | 1 | wt% in wetting liquid |  |  |  | 22.5 |  | 20333 | Stainless steel | continuously wetted | 4 |  | ≥ | 7.37 | LR | 0.18 | 1.96 x SE |  |  |  | 5 | [10 empty] | steel |  | /cm^2 |  |  |  | 0 | 7.37
Meyer 2014 Efficacy of sporicidal wipes for ictivation of a Bacillus anthracis surrogate |  | Liquid Wipe |  |  |  |  | 1296 | cm^2 | 0.1296 | m^2 | combined |  |  | 1 | wt% in wetting liquid |  |  |  | 22.5 |  | 20333 | Stainless steel | continuously wetted | 5 |  | ≥ | 7.40 | LR | 0.28 | 1.96 x SE |  |  |  | 5 | [10 empty] | steel |  | /cm^2 |  |  |  | 0 | 7.40
Meyer 2014 Efficacy of sporicidal wipes for ictivation of a Bacillus anthracis surrogate |  | Liquid Wipe |  |  |  |  | 1296 | cm^2 | 0.1296 | m^2 | combined |  |  | 0.525 | wt% in wetting liquid |  |  |  | 22.5 |  | 20333 | Stainless steel | continuously wetted | 4 |  | ≥ | 7.30 | LR | 0.19 | 1.96 x SE |  |  |  | 5 | [10 empty] | steel |  | /cm^2 |  |  |  | 0 | 7.30
Meyer 2014 Efficacy of sporicidal wipes for ictivation of a Bacillus anthracis surrogate |  | Liquid Wipe |  |  |  |  | 1296 | cm^2 | 0.1296 | m^2 | combined |  |  | 0.6775 | wt% in wetting liquid |  |  |  | 22.5 |  | 20333 | Stainless steel | continuously wetted | 5 |  |  | 5.03 | LR | 1.47 | 1.96 x SE |  |  |  | 5 | [10 empty] | steel |  | /cm^2
Meyer 2014 Efficacy of sporicidal wipes for ictivation of a Bacillus anthracis surrogate |  | Liquid Wipe |  |  |  |  | 1296 | cm^2 | 0.1296 | m^2 | combined |  |  | 0.55 | wt% in wetting liquid |  |  |  | 22.5 |  | 20333 | Glass | continuously wetted | 3 |  | ≥ | 7.47 | LR | 0.10 | 1.96 x SE |  |  |  | 5 | [10 empty] | glass |  | /cm^2 |  |  |  | 0 | 7.47
Meyer 2014 Efficacy of sporicidal wipes for ictivation of a Bacillus anthracis surrogate |  | Liquid Wipe |  |  |  |  | 1296 | cm^2 | 0.1296 | m^2 | combined |  |  | 1 | wt% in wetting liquid |  |  |  | 22.5 |  | 20333 | Glass | continuously wetted | 4 |  | ≥ | 7.50 | LR | 0.04 | 1.96 x SE |  |  |  | 5 | [10 empty] | glass |  | /cm^2 |  |  |  | 0 | 7.50
Meyer 2014 Efficacy of sporicidal wipes for ictivation of a Bacillus anthracis surrogate |  | Liquid Wipe |  |  |  |  | 1296 | cm^2 | 0.1296 | m^2 | combined |  |  | 1 | wt% in wetting liquid |  |  |  | 22.5 |  | 20333 | Glass | continuously wetted | 5 |  |  | 7.38 | LR | 0.26 | 1.96 x SE |  |  |  | 5 | [10 empty] | glass |  | /cm^2
Meyer 2014 Efficacy of sporicidal wipes for ictivation of a Bacillus anthracis surrogate |  | Liquid Wipe |  |  |  |  | 1296 | cm^2 | 0.1296 | m^2 | combined |  |  | 0.525 | wt% in wetting liquid |  |  |  | 22.5 |  | 20333 | Glass | continuously wetted | 4 |  | ≥ | 7.33 | LR | 0.15 | 1.96 x SE |  |  |  | 5 | [10 empty] | glass |  | /cm^2 |  |  |  | 0 | 7.33
Meyer 2014 Efficacy of sporicidal wipes for ictivation of a Bacillus anthracis surrogate |  | Liquid Wipe |  |  |  |  | 1296 | cm^2 | 0.1296 | m^2 | combined |  |  | 0.6775 | wt% in wetting liquid |  |  |  | 22.5 |  | 20333 | Glass | continuously wetted | 5 |  |  | 3.01 | LR | 0.23 | 1.96 x SE |  |  |  | 5 | [10 empty] | glass |  | /cm^2
Meyer 2014 Efficacy of sporicidal wipes for ictivation of a Bacillus anthracis surrogate |  | Liquid Wipe |  |  |  |  | 930 | cm^2 | 0.093 | m^2 | combined |  |  | 0.55 | wt% in wetting liquid |  |  |  | 22.5 |  | 20333 | Composite epoxy | continuously wetted | 3 |  |  | 7.42 | LR | 0.09 | 1.96 x SE |  |  |  | 5 | [12 empty] | /cm^2
Meyer 2014 Efficacy of sporicidal wipes for ictivation of a Bacillus anthracis surrogate |  | Liquid Wipe |  |  |  |  | 930 | cm^2 | 0.093 | m^2 | combined |  |  | 1 | wt% in wetting liquid |  |  |  | 22.5 |  | 20333 | Composite epoxy | continuously wetted | 4 |  | ≥ | 7.31 | LR | 0.11 | 1.96 x SE |  |  |  | 5 | [12 empty] | /cm^2 |  |  |  | 0 | 7.31
Meyer 2014 Efficacy of sporicidal wipes for ictivation of a Bacillus anthracis surrogate |  | Liquid Wipe |  |  |  |  | 930 | cm^2 | 0.093 | m^2 | combined |  |  | 1 | wt% in wetting liquid |  |  |  | 22.5 |  | 20333 | Composite epoxy | continuously wetted | 5 |  |  | 7.42 | LR | 0.19 | 1.96 x SE |  |  |  | 5 | [12 empty] | /cm^2
Meyer 2014 Efficacy of sporicidal wipes for ictivation of a Bacillus anthracis surrogate |  | Liquid Wipe |  |  |  |  | 930 | cm^2 | 0.093 | m^2 | combined |  |  | 0.525 | wt% in wetting liquid |  |  |  | 22.5 |  | 20333 | Composite epoxy | continuously wetted | 4 |  | ≥ | 7.46 | LR | 0.07 | 1.96 x SE |  |  |  | 5 | [12 empty] | /cm^2 |  |  |  | 0 | 7.46
Meyer 2014 Efficacy of sporicidal wipes for ictivation of a Bacillus anthracis surrogate |  | Liquid Wipe |  |  |  |  | 930 | cm^2 | 0.093 | m^2 | combined |  |  | 0.6775 | wt% in wetting liquid |  |  |  | 22.5 |  | 20333 | Composite epoxy | continuously wetted | 5 |  |  | 5.44 | LR | 1.04 | 1.96 x SE |  |  |  | 5 | [12 empty] | /cm^2
Meyer 2014 Efficacy of sporicidal wipes for ictivation of a Bacillus anthracis surrogate |  | Liquid Wipe |  |  |  |  | 1296 | cm^2 | 0.1296 | m^2 | combined |  |  | 0.55 | wt% in wetting liquid |  |  |  | 22.5 |  | 20333 | Painted dry wall | continuously wetted | 3 |  |  | 7.24 | LR | 0.23 | 1.96 x SE |  |  |  | 5 | [10 empty] | wallboard |  | /cm^2
Meyer 2014 Efficacy of sporicidal wipes for ictivation of a Bacillus anthracis surrogate |  | Liquid Wipe |  |  |  |  | 1296 | cm^2 | 0.1296 | m^2 | combined |  |  | 1 | wt% in wetting liquid |  |  |  | 22.5 |  | 20333 | Painted dry wall | continuously wetted | 4 |  | ≥ | 7.34 | LR | 0.05 | 1.96 x SE |  |  |  | 5 | [10 empty] | wallboard |  | /cm^2 |  |  |  | 0 | 7.34
Meyer 2014 Efficacy of sporicidal wipes for ictivation of a Bacillus anthracis surrogate |  | Liquid Wipe |  |  |  |  | 1296 | cm^2 | 0.1296 | m^2 | combined |  |  | 1 | wt% in wetting liquid |  |  |  | 22.5 |  | 20333 | Painted dry wall | continuously wetted | 5 |  |  | 5.71 | LR | 1.59 | 1.96 x SE |  |  |  | 5 | [10 empty] | wallboard |  | /cm^2
Meyer 2014 Efficacy of sporicidal wipes for ictivation of a Bacillus anthracis surrogate |  | Liquid Wipe |  |  |  |  | 1296 | cm^2 | 0.1296 | m^2 | combined |  |  | 0.525 | wt% in wetting liquid |  |  |  | 22.5 |  | 20333 | Painted dry wall | continuously wetted | 4 |  | ≥ | 7.32 | LR | 0.14 | 1.96 x SE |  |  |  | 5 | [10 empty] | wallboard |  | /cm^2 |  |  |  | 0 | 7.32
Meyer 2014 Efficacy of sporicidal wipes for ictivation of a Bacillus anthracis surrogate |  | Liquid Wipe |  |  |  |  | 1296 | cm^2 | 0.1296 | m^2 | combined |  |  | 0.6775 | wt% in wetting liquid |  |  |  | 22.5 |  | 20333 | Painted dry wall | continuously wetted | 5 |  |  | 3.26 | LR | 0.13 | 1.96 x SE |  |  |  | 5 | [10 empty] | wallboard |  | /cm^2
Meyer 2014 Efficacy of sporicidal wipes for ictivation of a Bacillus anthracis surrogate |  | Liquid Wipe |  |  |  |  | 1296 | cm^2 | 0.1296 | m^2 | combined |  |  | 0.55 | wt% in wetting liquid |  |  |  | 22.5 |  | 20333 | Low-density polyethylene | continuously wetted | 3 |  | ≥ | 7.32 | LR | 0.06 | 1.96 x SE |  |  |  | 5 | [12 empty] | /cm^2 |  |  |  | 0 | 7.32
Meyer 2014 Efficacy of sporicidal wipes for ictivation of a Bacillus anthracis surrogate |  | Liquid Wipe |  |  |  |  | 1296 | cm^2 | 0.1296 | m^2 | combined |  |  | 1 | wt% in wetting liquid |  |  |  | 22.5 |  | 20333 | Low-density polyethylene | continuously wetted | 4 |  | ≥ | 7.45 | LR | 0.12 | 1.96 x SE |  |  |  | 5 | [12 empty] | /cm^2 |  |  |  | 0 | 7.45
Meyer 2014 Efficacy of sporicidal wipes for ictivation of a Bacillus anthracis surrogate |  | Liquid Wipe |  |  |  |  | 1296 | cm^2 | 0.1296 | m^2 | combined |  |  | 1 | wt% in wetting liquid |  |  |  | 22.5 |  | 20333 | Low-density polyethylene | continuously wetted | 5 |  | ≥ | 7.43 | LR | 0.08 | 1.96 x SE |  |  |  | 5 | [12 empty] | /cm^2 |  |  |  | 0 | 7.43
Meyer 2014 Efficacy of sporicidal wipes for ictivation of a Bacillus anthracis surrogate |  | Liquid Wipe |  |  |  |  | 1296 | cm^2 | 0.1296 | m^2 | combined |  |  | 0.525 | wt% in wetting liquid |  |  |  | 22.5 |  | 20333 | Low-density polyethylene | continuously wetted | 4 |  | ≥ | 7.50 | LR | 0.09 | 1.96 x SE |  |  |  | 5 | [12 empty] | /cm^2 |  |  |  | 0 | 7.50
Meyer 2014 Efficacy of sporicidal wipes for ictivation of a Bacillus anthracis surrogate |  | Liquid Wipe |  |  |  |  | 1296 | cm^2 | 0.1296 | m^2 | combined |  |  | 0.6775 | wt% in wetting liquid |  |  |  | 22.5 |  | 20333 | Low-density polyethylene | continuously wetted | 5 |  |  | 5.41 | LR | 1.22 | 1.96 x SE |  |  |  | 5 | [12 empty] | /cm^2
Meyer 2014 Efficacy of sporicidal wipes for ictivation of a Bacillus anthracis surrogate |  | Liquid Wipe |  |  |  |  | 177 | cm^2 | 0.0177 | m^2 | combined |  |  | 1 | wt% in wetting liquid |  |  |  | 22.5 |  | 20333 | glass petri dish | continuously wetted | 5 |  | > | 6.09 | LR | 0.12 | 1.96 x SE |  |  |  | 5 | [10 empty] | glass |  | /cm^2 |  |  |  | 0 | 6.09
Meyer 2014 Efficacy of sporicidal wipes for ictivation of a Bacillus anthracis surrogate |  | Liquid Wipe |  |  |  |  | 177 | cm^2 | 0.0177 | m^2 | combined |  |  | 0.55 | wt% in wetting liquid |  |  |  | 22.5 |  | 20333 | glass petri dish | continuously wetted | 3 |  | > | 6.05 | LR | 0.30 | 1.96 x SE |  |  |  | 5 | [10 empty] | glass |  | /cm^2 |  |  |  | 0 | 6.05
Meyer 2014 Efficacy of sporicidal wipes for ictivation of a Bacillus anthracis surrogate |  | Liquid Wipe |  |  |  |  | 177 | cm^2 | 0.0177 | m^2 | combined |  |  | 1 | wt% in wetting liquid |  |  |  | 22.5 |  | 20333 | glass petri dish | continuously wetted | 4 |  | > | 6.12 | LR | 0.11 | 1.96 x SE |  |  |  | 5 | [10 empty] | glass |  | /cm^2 |  |  |  | 0 | 6.12
Meyer 2014 Efficacy of sporicidal wipes for ictivation of a Bacillus anthracis surrogate |  | Liquid Wipe |  |  |  |  | 177 | cm^2 | 0.0177 | m^2 | combined |  |  | 0.525 | wt% in wetting liquid |  |  |  | 22.5 |  | 20333 | glass petri dish | continuously wetted | 4 |  | > | 6.24 | LR | 0.03 | 1.96 x SE |  |  |  | 5 | [10 empty] | glass |  | /cm^2 |  |  |  | 0 | 6.24
Meyer 2014 Efficacy of sporicidal wipes for ictivation of a Bacillus anthracis surrogate |  | Liquid Wipe |  |  |  |  | 177 | cm^2 | 0.0177 | m^2 | combined |  |  | 0.6775 | wt% in wetting liquid |  |  |  | 22.5 |  | 20333 | glass petri dish | continuously wetted | 5 |  |  | 6.23 | LR | 0.17 | 1.96 x SE |  |  |  | 5 | [10 empty] | glass |  | /cm^2
Meyer 2014 Efficacy of sporicidal wipes for ictivation of a Bacillus anthracis surrogate |  | Liquid Wipe |  |  |  |  | 177 | cm^2 | 0.0177 | m^2 | combined |  |  | 0.145 | wt% in wetting liquid |  |  |  | 22.5 |  | 20333 | glass petri dish | continuously wetted | 4 |  |  | 0.01 | LR | 0.18 | 1.96 x SE |  |  |  | 5 | [10 empty] | glass |  | /cm^2
Meyer 2014 Efficacy of sporicidal wipes for ictivation of a Bacillus anthracis surrogate |  | Liquid Wipe |  |  |  |  | 177 | cm^2 | 0.0177 | m^2 | combined |  |  | 0.15 | wt% in wetting liquid |  |  |  | 22.5 |  | 20333 | glass petri dish | continuously wetted | 5 |  |  | 0 | LR | 0 | 1.96 x SE |  |  |  | 5 | [10 empty] | glass |  | /cm^2
Meyer 2014 Efficacy of sporicidal wipes for ictivation of a Bacillus anthracis surrogate |  | Liquid Wipe |  |  |  |  | 177 | cm^2 | 0.0177 | m^2 | combined |  |  | 0.55 | wt% in wetting liquid |  |  |  | 22.5 |  | 20333 | glass petri dish | continuously wetted | 10 |  |  | 0 | LR | 0 | 1.96 x SE |  |  |  | 5 | [10 empty] | glass |  | /cm^2

## Liquid Wipe Data
Value
Number of Records | 37
Records Including Grime Dirt | 0
Records Including Rinsate | 37
| Units | Minimum | Maximum | Mean/Mode | Standard Deviation
Coupon Area | m^2 | 0.0177 | 0.1296 | 0.096927 | 0.047316
Loading | NA | NA | NA | NA | NA
Number of Applications | NA | NA | NA | NA | NA
Temperature | Celsius | 22 | 22.5 | 22.4459 | 0.1574
Relative Humidity | % | 50 | 20333 | 18140.2432 | 6385.0903
Contact Time | Minutes | 3 | 30 | 7.1622 | 8.1463
Concentration of Active Decon Agent | multiple units given | 0 | 6350 | 343.8746 | 1455.5428
Efficacy | multiple units given | 0 | 7.42 | 3.769 | 3.264
Volume Applied | NA | NA | NA | NA | NA

## Physical Master
Ref | GrimeDirt | AppMeth | LoadingUn | LoadingNum | ConvertedLoading | ConvertedLoadingUn | CoupArea | CoupAreaUn | ConvertedCoupArea | ConvertedCoupAreaUn | Rinsate | RinsateUn | ConcDoseCtrl | ConcDoseNum | ConcDoseUn | ConvertedConcDose | ConvertedConcDoseUn | TempCtrl | TempNum | RHCtrl | RHNum | SurfMed | ContTimeDesc | ContTimeNumMin | TotalApp | EffGreater | Eff | EffMeas | EffVar | EffVarStat | ConvertedEff | ConvertedEffMeas | LPosRec | N | MatComp | VolApp | VolAppUn | ConvertedVolApp | ConvertedVolAppUn | CT | CTUn | RinsateLess | Positives | WaterRinse | Surface | VolAppDen(L/m^2) | VolAppDenUn | ClO2(ppm) | MB(mg/L) | H2O2(ppm) | PosCalc | LPosRecCalc
Iannotti 2013 ICTIVATION OF Bacillus atrophaeus SPORES IN HEALTHCARE WASTE BY UV LIGHT COUPLED WITH H2O2 |  | Physical | CFU | 1700000 | [6 empty] | no rinsate |  |  | 67 | W/kg |  |  |  | 25 |  | 50 | healthcare waste | steady-state conditions | 5 |  |  | 0.52984 | LR | 0.16 | SD |  |  |  | 3
Iannotti 2013 ICTIVATION OF Bacillus atrophaeus SPORES IN HEALTHCARE WASTE BY UV LIGHT COUPLED WITH H2O2 |  | Physical | CFU | 1300000 | [6 empty] | no rinsate |  |  | 67 | W/kg |  |  |  | 25 |  | 50 | healthcare waste | steady-state conditions | 10 |  |  | 1.0293 | LR | 0.08 | SD |  |  |  | 3
Iannotti 2013 ICTIVATION OF Bacillus atrophaeus SPORES IN HEALTHCARE WASTE BY UV LIGHT COUPLED WITH H2O2 |  | Physical | CFU | 1200000 | [6 empty] | no rinsate |  |  | 67 | W/kg |  |  |  | 25 |  | 50 | healthcare waste | steady-state conditions | 15 |  |  | 1.6894 | LR | 0.11 | SD |  |  |  | 3
Iannotti 2013 ICTIVATION OF Bacillus atrophaeus SPORES IN HEALTHCARE WASTE BY UV LIGHT COUPLED WITH H2O2 |  | Physical | CFU | 990000 | [6 empty] | no rinsate |  |  | 67 | W/kg |  |  |  | 25 |  | 50 | healthcare waste | steady-state conditions | 20 |  |  | 2.3539 | LR | 0.05 | SD |  |  |  | 3
Iannotti 2013 ICTIVATION OF Bacillus atrophaeus SPORES IN HEALTHCARE WASTE BY UV LIGHT COUPLED WITH H2O2 |  | Physical | CFU | 1600000 | [6 empty] | no rinsate |  |  | 67 | W/kg |  |  |  | 25 |  | 50 | healthcare waste | steady-state conditions | 25 |  |  | 3.3397 | LR | 0.38 | SD |  |  |  | 3
Iannotti 2013 ICTIVATION OF Bacillus atrophaeus SPORES IN HEALTHCARE WASTE BY UV LIGHT COUPLED WITH H2O2 |  | Physical | CFU | 1400000 | [6 empty] | no rinsate |  |  | 67 | W/kg |  |  |  | 25 |  | 50 | healthcare waste | steady-state conditions | 30 |  |  | 4.3212 | LR | 0.11 | SD |  |  |  | 3
Iannotti 2013 ICTIVATION OF Bacillus atrophaeus SPORES IN HEALTHCARE WASTE BY UV LIGHT COUPLED WITH H2O2 |  | Physical | CFU | 1700000 | [6 empty] | no rinsate |  |  | 111 | W/kg |  |  |  | 25 |  | 50 | healthcare waste | steady-state conditions | 5 |  |  | 0.55155 | LR | 0.07 | SD |  |  |  | 3
Iannotti 2013 ICTIVATION OF Bacillus atrophaeus SPORES IN HEALTHCARE WASTE BY UV LIGHT COUPLED WITH H2O2 |  | Physical | CFU | 1300000 | [6 empty] | no rinsate |  |  | 111 | W/kg |  |  |  | 25 |  | 50 | healthcare waste | steady-state conditions | 10 |  |  | 1.1465 | LR | 0.14 | SD |  |  |  | 3
Iannotti 2013 ICTIVATION OF Bacillus atrophaeus SPORES IN HEALTHCARE WASTE BY UV LIGHT COUPLED WITH H2O2 |  | Physical | CFU | 1200000 | [6 empty] | no rinsate |  |  | 111 | W/kg |  |  |  | 25 |  | 50 | healthcare waste | steady-state conditions | 15 |  |  | 1.7111 | LR | 0.08 | SD |  |  |  | 3
Iannotti 2013 ICTIVATION OF Bacillus atrophaeus SPORES IN HEALTHCARE WASTE BY UV LIGHT COUPLED WITH H2O2 |  | Physical | CFU | 1300000 | [6 empty] | no rinsate |  |  | 111 | W/kg |  |  |  | 25 |  | 50 | healthcare waste | steady-state conditions | 20 |  |  | 2.6405 | LR | 0.35 | SD |  |  |  | 3
Iannotti 2013 ICTIVATION OF Bacillus atrophaeus SPORES IN HEALTHCARE WASTE BY UV LIGHT COUPLED WITH H2O2 |  | Physical | CFU | 1600000 | [6 empty] | no rinsate |  |  | 111 | W/kg |  |  |  | 25 |  | 50 | healthcare waste | steady-state conditions | 25 |  |  | 3.5829 | LR | 0.16 | SD |  |  |  | 3
Iannotti 2013 ICTIVATION OF Bacillus atrophaeus SPORES IN HEALTHCARE WASTE BY UV LIGHT COUPLED WITH H2O2 |  | Physical | CFU | 1400000 | [6 empty] | no rinsate |  |  | 111 | W/kg |  |  |  | 25 |  | 50 | healthcare waste | steady-state conditions | 30 |  |  | 4.4949 | LR | 0.1 | SD |  |  |  | 3
Iannotti 2013 ICTIVATION OF Bacillus atrophaeus SPORES IN HEALTHCARE WASTE BY UV LIGHT COUPLED WITH H2O2 |  | Physical | CFU | 1700000 | [6 empty] | no rinsate |  |  | 178 | W/kg |  |  |  | 25 |  | 50 | healthcare waste | steady-state conditions | 5 |  |  | 0.69921 | LR | 0.07 | SD |  |  |  | 3
Iannotti 2013 ICTIVATION OF Bacillus atrophaeus SPORES IN HEALTHCARE WASTE BY UV LIGHT COUPLED WITH H2O2 |  | Physical | CFU | 1300000 | [6 empty] | no rinsate |  |  | 178 | W/kg |  |  |  | 25 |  | 50 | healthcare waste | steady-state conditions | 10 |  |  | 1.3159 | LR | 0.14 | SD |  |  |  | 3
Iannotti 2013 ICTIVATION OF Bacillus atrophaeus SPORES IN HEALTHCARE WASTE BY UV LIGHT COUPLED WITH H2O2 |  | Physical | CFU | 1200000 | [6 empty] | no rinsate |  |  | 178 | W/kg |  |  |  | 25 |  | 50 | healthcare waste | steady-state conditions | 15 |  |  | 1.9152 | LR | 0.06 | SD |  |  |  | 3
Iannotti 2013 ICTIVATION OF Bacillus atrophaeus SPORES IN HEALTHCARE WASTE BY UV LIGHT COUPLED WITH H2O2 |  | Physical | CFU | 1300000 | [6 empty] | no rinsate |  |  | 178 | W/kg |  |  |  | 25 |  | 50 | healthcare waste | steady-state conditions | 20 |  |  | 2.8663 | LR | 0.12 | SD |  |  |  | 3
Iannotti 2013 ICTIVATION OF Bacillus atrophaeus SPORES IN HEALTHCARE WASTE BY UV LIGHT COUPLED WITH H2O2 |  | Physical | CFU | 1600000 | [6 empty] | no rinsate |  |  | 178 | W/kg |  |  |  | 25 |  | 50 | healthcare waste | steady-state conditions | 25 |  |  | 4.1171 | LR | 0.16 | SD |  |  |  | 3
Iannotti 2013 ICTIVATION OF Bacillus atrophaeus SPORES IN HEALTHCARE WASTE BY UV LIGHT COUPLED WITH H2O2 |  | Physical | CFU | 1400000 | [6 empty] | no rinsate |  |  | 178 | W/kg |  |  |  | 25 |  | 50 | healthcare waste | steady-state conditions | 30 |  |  | 5.3939 | LR | 0.12 | SD |  |  |  | 3
da Silva 2012 Photo-ictivation of Bacillus endospores: inter-specific variability of ictivation efficiency |  | Physical |  |  |  |  | 10 | mL | 1e-05 | m^3 | no rinsate |  |  | 1690 | W/m^2 |  |  |  | 25 |  | 50 | aqueous suspension | time irradiated | 0.016667 |  |  | 3.5 | LR | [5 empty] | 3 | [12 empty] | /mL
da Silva 2012 Photo-ictivation of Bacillus endospores: inter-specific variability of ictivation efficiency |  | Physical |  |  |  |  | 10 | mL | 1e-05 | m^3 | no rinsate |  |  | 1690 | W/m^2 |  |  |  | 25 |  | 50 | aqueous suspension | time irradiated | 0.033333 |  |  | 3.5 | LR | [5 empty] | 3 | [12 empty] | /mL
da Silva 2012 Photo-ictivation of Bacillus endospores: inter-specific variability of ictivation efficiency |  | Physical |  |  |  |  | 10 | mL | 1e-05 | m^3 | no rinsate |  |  | 1690 | W/m^2 |  |  |  | 25 |  | 50 | aqueous suspension | time irradiated | 0.066667 |  |  | 3.5 | LR | [5 empty] | 3 | [12 empty] | /mL
da Silva 2012 Photo-ictivation of Bacillus endospores: inter-specific variability of ictivation efficiency |  | Physical |  |  |  |  | 10 | mL | 1e-05 | m^3 | no rinsate |  |  | 1690 | W/m^2 |  |  |  | 25 |  | 50 | aqueous suspension | time irradiated | 0.016667 |  |  | 1 | LR | [5 empty] | 3 | [12 empty] | /mL
da Silva 2012 Photo-ictivation of Bacillus endospores: inter-specific variability of ictivation efficiency |  | Physical |  |  |  |  | 10 | mL | 1e-05 | m^3 | no rinsate |  |  | 1690 | W/m^2 |  |  |  | 25 |  | 50 | aqueous suspension | time irradiated | 0.033333 |  |  | 1 | LR | [5 empty] | 3 | [12 empty] | /mL
da Silva 2012 Photo-ictivation of Bacillus endospores: inter-specific variability of ictivation efficiency |  | Physical |  |  |  |  | 10 | mL | 1e-05 | m^3 | no rinsate |  |  | 1690 | W/m^2 |  |  |  | 25 |  | 50 | aqueous suspension | time irradiated | 0.066667 |  |  | 1 | LR | [5 empty] | 3 | [12 empty] | /mL
Schbel 2012 Decontamition of Microbiologically Contamited Specimen by Direct and Indirect Plasma Treatment |  | Physical | [11 empty] | 0 |  |  |  |  | 40 |  | 50 | seeds | time in plasma | 10 |  |  | 5.4129 | LSurv | [5 empty] | 3 | No damage |  |  |  |  | 0
Schbel 2012 Decontamition of Microbiologically Contamited Specimen by Direct and Indirect Plasma Treatment |  | Physical | [11 empty] | 0 |  |  |  |  | 40 |  | 50 | molecular sieves | time in plasma | 10 |  |  | 5.8526 | LSurv | [5 empty] | 3
Schbel 2012 Decontamition of Microbiologically Contamited Specimen by Direct and Indirect Plasma Treatment |  | Physical | [11 empty] | 0 |  |  |  |  | 40 |  | 50 | glass beads | time in plasma | 10 |  |  | 3.3564 | LSurv | [5 empty] | 3 | [10 empty] | glass
Schbel 2012 Decontamition of Microbiologically Contamited Specimen by Direct and Indirect Plasma Treatment |  | Physical | [11 empty] | 0 |  |  |  |  | 40 |  | 50 | glass helices | time in plasma | 10 |  |  | 4.4099 | LSurv | [5 empty] | 3 | [10 empty] | glass
Staack 2008 Effect of infrared heating on quality and microbial decontamition in paprika powder |  | Physical | CFU/g | 69183097.0919 |  |  | 30 | g | [5 empty] | 5 | kW/m^2 |  |  |  | 25 |  | 50 | paprika (low moisture) | time irradiated | 9 |  |  | 7.16 | Lsurv | 0.08 | SD |  |  |  | 3 | color change | [11 empty] | /g
Staack 2008 Effect of infrared heating on quality and microbial decontamition in paprika powder |  | Physical | CFU/g | 69183097.0919 |  |  | 30 | g | [5 empty] | 11 | kW/m^2 |  |  |  | 25 |  | 50 | paprika (low moisture) | time irradiated | 8 |  |  | 6.95 | Lsurv | 0.06 | SD |  |  |  | 3 | color change | [11 empty] | /g
Staack 2008 Effect of infrared heating on quality and microbial decontamition in paprika powder |  | Physical | CFU/g | 69183097.0919 |  |  | 30 | g | [5 empty] | 5 | kW/m^2 |  |  |  | 25 |  | 50 | paprika (medium moisture) | time irradiated | 10 |  |  | 7.01 | Lsurv | 0.45 | SD |  |  |  | 3 | color change | [11 empty] | /g
Staack 2008 Effect of infrared heating on quality and microbial decontamition in paprika powder |  | Physical | CFU/g | 69183097.0919 |  |  | 30 | g | [5 empty] | 11 | kW/m^2 |  |  |  | 25 |  | 50 | paprika (medium moisture) | time irradiated | 9 |  |  | 6.23 | Lsurv | 0.3 | SD |  |  |  | 3 | color change | [11 empty] | /g
Staack 2008 Effect of infrared heating on quality and microbial decontamition in paprika powder |  | Physical | CFU/g | 69183097.0919 |  |  | 30 | g | [5 empty] | 5 | kW/m^2 |  |  |  | 25 |  | 50 | paprika water slurry surface | time irradiated | 28 |  |  | 6.98 | Lsurv | 0.19 | SD |  |  |  | 3 | color change | [11 empty] | /g
Staack 2008 Effect of infrared heating on quality and microbial decontamition in paprika powder |  | Physical | CFU/g | 69183097.0919 |  |  | 30 | g | [5 empty] | 5 | kW/m^2 |  |  |  | 25 |  | 50 | paprika water slurry interior | time irradiated | 28 |  |  | 2.11 | Lsurv | 0.38 | SD |  |  |  | 3 | color change | [11 empty] | /g
Staack 2008 Effect of infrared heating on quality and microbial decontamition in paprika powder |  | Physical | CFU/g | 69183097.0919 |  |  | 30 | g | [5 empty] | 5 | kW/m^2 |  |  |  | 25 |  | 50 | paprika water slurry overall | time irradiated | 28 |  |  | 6.05 | Lsurv | 0.27 | SD |  |  |  | 3 | color change | [11 empty] | /g
Staack 2008 Effect of infrared heating on quality and microbial decontamition in paprika powder |  | Physical | CFU/g | 69183097.0919 |  |  | 30 | g | [5 empty] | 11 | kW/m^2 |  |  |  | 25 |  | 50 | paprika water slurry surface | time irradiated | 15 |  |  | 6.5 | Lsurv | 0.42 | SD |  |  |  | 3 | color change | [11 empty] | /g
Staack 2008 Effect of infrared heating on quality and microbial decontamition in paprika powder |  | Physical | CFU/g | 69183097.0919 |  |  | 30 | g | [5 empty] | 11 | kW/m^2 |  |  |  | 25 |  | 50 | paprika water slurry interior | time irradiated | 15 |  | < | 1 | Lsurv | [5 empty] | 3 | color change | [11 empty] | /g |  |  |  | 0
Staack 2008 Effect of infrared heating on quality and microbial decontamition in paprika powder |  | Physical | CFU/g | 69183097.0919 |  |  | 30 | g | [5 empty] | 11 | kW/m^2 |  |  |  | 25 |  | 50 | paprika water slurry overall | time irradiated | 15 |  |  | 5.71 | Lsurv | 0.17 | SD |  |  |  | 3 | color change | [11 empty] | /g
Grover,2012,Laccase- and chloroperoxidase-notube paint composites with bactericidal and sporicidal activity |  | Physical | [16 empty] | 25 |  | 50 | any painted surface | variable-condition process | 25 |  |  | 0.65 | %Kill | 2% | 1 standard deviation | [9 empty] | 25 | min
Grover,2012,Laccase- and chloroperoxidase-notube paint composites with bactericidal and sporicidal activity |  | Physical | [16 empty] | 25 |  | 50 | any painted surface | variable condition process | 63 |  |  | 0.85 | %Kill | 1% | 1 standard deviation | [9 empty] | 63 | min
Purevdorj 2001 Kinetics of ictivation of Bacillus spores using low temperature argon plasma at different microwave power densities |  | Physical | CFU | 10000000 |  |  | 0.6 | cm^2 | 6e-05 | m^2 |  |  |  | 1.47 | W/cm^3 |  |  |  | 31 |  | 50 | polypropylene | time exposed to plasma | 0 |  |  | 7.1016 | Lsurv |  |  |  |  | 7.1016 | >3 | [12 empty] | /cm^2 |  |  |  |  | 7.1016
Purevdorj 2001 Kinetics of ictivation of Bacillus spores using low temperature argon plasma at different microwave power densities |  | Physical | CFU | 10000000 |  |  | 0.6 | cm^2 | 6e-05 | m^2 |  |  |  | 1.47 | W/cm^3 |  |  |  | 31 |  | 50 | polypropylene | time exposed to plasma | 19.9464 |  |  | 6.9251 | Lsurv |  |  |  |  | 7.1016 | >3 | [12 empty] | /cm^2 |  |  |  |  | 7.1016
Purevdorj 2001 Kinetics of ictivation of Bacillus spores using low temperature argon plasma at different microwave power densities |  | Physical | CFU | 10000000 |  |  | 0.6 | cm^2 | 6e-05 | m^2 |  |  |  | 1.47 | W/cm^3 |  |  |  | 31 |  | 50 | polypropylene | time exposed to plasma | 40 |  |  | 6.8289 | Lsurv |  |  |  |  | 7.1016 | >3 | [12 empty] | /cm^2 |  |  |  |  | 7.1016
Purevdorj 2001 Kinetics of ictivation of Bacillus spores using low temperature argon plasma at different microwave power densities |  | Physical | CFU | 10000000 |  |  | 0.6 | cm^2 | 6e-05 | m^2 |  |  |  | 1.47 | W/cm^3 |  |  |  | 31 |  | 50 | polypropylene | time exposed to plasma | 60.1609 |  |  | 6.7807 | Lsurv |  |  |  |  | 7.1016 | >3 | [12 empty] | /cm^2 |  |  |  |  | 7.1016
Purevdorj 2001 Kinetics of ictivation of Bacillus spores using low temperature argon plasma at different microwave power densities |  | Physical | CFU | 10000000 |  |  | 0.6 | cm^2 | 6e-05 | m^2 |  |  |  | 4.21 | W/cm^3 |  |  |  | 43 |  | 50 | polypropylene | time exposed to plasma | 0 |  |  | 7.1016 | Lsurv |  |  |  |  | 7.1016 | >3 | [12 empty] | /cm^2 |  |  |  |  | 7.1016
Purevdorj 2001 Kinetics of ictivation of Bacillus spores using low temperature argon plasma at different microwave power densities |  | Physical | CFU | 10000000 |  |  | 0.6 | cm^2 | 6e-05 | m^2 |  |  |  | 4.21 | W/cm^3 |  |  |  | 43 |  | 50 | polypropylene | time exposed to plasma | 20.0536 |  |  | 6.6684 | Lsurv |  |  |  |  | 7.1016 | >3 | [12 empty] | /cm^2 |  |  |  |  | 7.1016
Purevdorj 2001 Kinetics of ictivation of Bacillus spores using low temperature argon plasma at different microwave power densities |  | Physical | CFU | 10000000 |  |  | 0.6 | cm^2 | 6e-05 | m^2 |  |  |  | 4.21 | W/cm^3 |  |  |  | 43 |  | 50 | polypropylene | time exposed to plasma | 40.1072 |  |  | 6.492 | Lsurv |  |  |  |  | 7.1016 | >3 | [12 empty] | /cm^2 |  |  |  |  | 7.1016
Purevdorj 2001 Kinetics of ictivation of Bacillus spores using low temperature argon plasma at different microwave power densities |  | Physical | CFU | 10000000 |  |  | 0.6 | cm^2 | 6e-05 | m^2 |  |  |  | 4.21 | W/cm^3 |  |  |  | 43 |  | 50 | polypropylene | time exposed to plasma | 59.9464 |  |  | 6.3476 | Lsurv |  |  |  |  | 7.1016 | >3 | [12 empty] | /cm^2 |  |  |  |  | 7.1016
Purevdorj 2001 Kinetics of ictivation of Bacillus spores using low temperature argon plasma at different microwave power densities |  | Physical | CFU | 10000000 |  |  | 0.6 | cm^2 | 6e-05 | m^2 |  |  |  | 1.47 | W/cm^3 |  |  |  | 31 |  | 50 | polypropylene | time exposed to plasma | 0.23121 |  |  | 7.1477 | Lsurv |  |  |  |  | 7.1477 | >3 | [12 empty] | /cm^2 |  |  |  |  | 7.1477
Purevdorj 2001 Kinetics of ictivation of Bacillus spores using low temperature argon plasma at different microwave power densities |  | Physical | CFU | 10000000 |  |  | 0.6 | cm^2 | 6e-05 | m^2 |  |  |  | 1.47 | W/cm^3 |  |  |  | 31 |  | 50 | polypropylene | time exposed to plasma | 20 |  |  | 6.3807 | Lsurv |  |  |  |  | 7.1477 | >3 | [12 empty] | /cm^2 |  |  |  |  | 7.1477
Purevdorj 2001 Kinetics of ictivation of Bacillus spores using low temperature argon plasma at different microwave power densities |  | Physical | CFU | 10000000 |  |  | 0.6 | cm^2 | 6e-05 | m^2 |  |  |  | 1.47 | W/cm^3 |  |  |  | 31 |  | 50 | polypropylene | time exposed to plasma | 40 |  |  | 6.0909 | Lsurv |  |  |  |  | 7.1477 | >3 | [12 empty] | /cm^2 |  |  |  |  | 7.1477
Purevdorj 2001 Kinetics of ictivation of Bacillus spores using low temperature argon plasma at different microwave power densities |  | Physical | CFU | 10000000 |  |  | 0.6 | cm^2 | 6e-05 | m^2 |  |  |  | 1.47 | W/cm^3 |  |  |  | 31 |  | 50 | polypropylene | time exposed to plasma | 60.3468 |  |  | 5.9205 | Lsurv |  |  |  |  | 7.1477 | >3 | [12 empty] | /cm^2 |  |  |  |  | 7.1477
Purevdorj 2001 Kinetics of ictivation of Bacillus spores using low temperature argon plasma at different microwave power densities |  | Physical | CFU | 10000000 |  |  | 0.6 | cm^2 | 6e-05 | m^2 |  |  |  | 4.21 | W/cm^3 |  |  |  | 43 |  | 50 | polypropylene | time exposed to plasma |  |  |  | 7.1477 | Lsurv |  |  |  |  | 7.1477 | >3 | [12 empty] | /cm^2 |  |  |  |  | 7.1477
Purevdorj 2001 Kinetics of ictivation of Bacillus spores using low temperature argon plasma at different microwave power densities |  | Physical | CFU | 10000000 |  |  | 0.6 | cm^2 | 6e-05 | m^2 |  |  |  | 4.21 | W/cm^3 |  |  |  | 43 |  | 50 | polypropylene | time exposed to plasma | 20.1156 |  |  | 5.8182 | Lsurv |  |  |  |  | 7.1477 | >3 | [12 empty] | /cm^2 |  |  |  |  | 7.1477
Purevdorj 2001 Kinetics of ictivation of Bacillus spores using low temperature argon plasma at different microwave power densities |  | Physical | CFU | 10000000 |  |  | 0.6 | cm^2 | 6e-05 | m^2 |  |  |  | 4.21 | W/cm^3 |  |  |  | 43 |  | 50 | polypropylene | time exposed to plasma | 40 |  |  | 5.6818 | Lsurv |  |  |  |  | 7.1477 | >3 | [12 empty] | /cm^2 |  |  |  |  | 7.1477
Purevdorj 2001 Kinetics of ictivation of Bacillus spores using low temperature argon plasma at different microwave power densities |  | Physical | CFU | 10000000 |  |  | 0.6 | cm^2 | 6e-05 | m^2 |  |  |  | 4.21 | W/cm^3 |  |  |  | 43 |  | 50 | polypropylene | time exposed to plasma | 60.1156 |  |  | 5.1875 | Lsurv |  |  |  |  | 7.1477 | >3 | [12 empty] | /cm^2 |  |  |  |  | 7.1477
Warriner 2000 Ictivation of Bacillus subtilis spores on aluminum and polyethylene preformed cartons by UV-excimer laser irradiation |  | Physical | [8 empty] | no rinsate |  |  | 62.9923 | J |  |  |  | 25 |  | 50 | interior of aluminum carton | treatment time (dose depends on number of pulses delivered) | 0.48333 |  |  | 4.1579 | LR | [5 empty] | 20
Warriner 2000 Ictivation of Bacillus subtilis spores on aluminum and polyethylene preformed cartons by UV-excimer laser irradiation |  | Physical | [8 empty] | no rinsate |  |  | 96.3793 | J |  |  |  | 25 |  | 50 | interior of aluminum carton | treatment time (dose depends on number of pulses delivered) | 0.48333 |  |  | 4.609 | LR | [5 empty] | 20
Warriner 2000 Ictivation of Bacillus subtilis spores on aluminum and polyethylene preformed cartons by UV-excimer laser irradiation |  | Physical | [8 empty] | no rinsate |  |  | 126.1591 | J |  |  |  | 25 |  | 50 | interior of aluminum carton | treatment time (dose depends on number of pulses delivered) | 0.48333 |  |  | 4.7594 | LR | [5 empty] | 20
Warriner 2000 Ictivation of Bacillus subtilis spores on aluminum and polyethylene preformed cartons by UV-excimer laser irradiation |  | Physical | [8 empty] | no rinsate |  |  | 158.4542 | J |  |  |  | 25 |  | 50 | interior of aluminum carton | treatment time (dose depends on number of pulses delivered) | 0.48333 |  |  | 6.0376 | LR | [5 empty] | 20
Warriner 2000 Ictivation of Bacillus subtilis spores on aluminum and polyethylene preformed cartons by UV-excimer laser irradiation |  | Physical | [8 empty] | no rinsate |  |  | 210.8172 | J |  |  |  | 25 |  | 50 | interior of aluminum carton | treatment time (dose depends on number of pulses delivered) | 0.48333 |  |  | 5.8872 | LR | [5 empty] | 20
Warriner 2000 Ictivation of Bacillus subtilis spores on aluminum and polyethylene preformed cartons by UV-excimer laser irradiation |  | Physical | [8 empty] | no rinsate |  |  | 15.3419 | J |  |  |  | 25 |  | 50 | interior of aluminum carton | treatment time (dose depends on number of pulses delivered) | 0.48333 |  |  | 3.8947 | LR | [5 empty] | 20
Warriner 2000 Ictivation of Bacillus subtilis spores on aluminum and polyethylene preformed cartons by UV-excimer laser irradiation |  | Physical | [8 empty] | no rinsate |  |  | 30.8808 | J |  |  |  | 25 |  | 50 | interior of aluminum carton | treatment time (dose depends on number of pulses delivered) | 0.48333 |  |  | 4.4211 | LR | [5 empty] | 20
Warriner 2000 Ictivation of Bacillus subtilis spores on aluminum and polyethylene preformed cartons by UV-excimer laser irradiation |  | Physical | [8 empty] | no rinsate |  |  | 60.1146 | J |  |  |  | 25 |  | 50 | interior of aluminum carton | treatment time (dose depends on number of pulses delivered) | 0.48333 |  |  | 4.985 | LR | [5 empty] | 20
Warriner 2000 Ictivation of Bacillus subtilis spores on aluminum and polyethylene preformed cartons by UV-excimer laser irradiation |  | Physical | [8 empty] | no rinsate |  |  | 120.2426 | J |  |  |  | 25 |  | 50 | interior of aluminum carton | treatment time (dose depends on number of pulses delivered) | 0.48333 |  |  | 5.0602 | LR | [5 empty] | 20
Warriner 2000 Ictivation of Bacillus subtilis spores on aluminum and polyethylene preformed cartons by UV-excimer laser irradiation |  | Physical | [8 empty] | no rinsate |  |  | 149.4137 | J |  |  |  | 25 |  | 50 | interior of aluminum carton | treatment time (dose depends on number of pulses delivered) | 0.48333 |  |  | 5.0977 | LR | [5 empty] | 20
Warriner 2000 Ictivation of Bacillus subtilis spores on aluminum and polyethylene preformed cartons by UV-excimer laser irradiation |  | Physical | [8 empty] | no rinsate |  |  | 185.1325 | J |  |  |  | 25 |  | 50 | interior of aluminum carton | treatment time (dose depends on number of pulses delivered) | 0.48333 |  |  | 5.1353 | LR | [5 empty] | 20
Warriner 2000 Ictivation of Bacillus subtilis spores on aluminum and polyethylene preformed cartons by UV-excimer laser irradiation |  | Physical | [8 empty] | no rinsate |  |  | 62.9296 | J |  |  |  | 25 |  | 50 | interior of polyethylene carton | treatment time (dose depends on number of pulses delivered) | 0.48333 |  |  | 3.6316 | LR | [5 empty] | 20
Warriner 2000 Ictivation of Bacillus subtilis spores on aluminum and polyethylene preformed cartons by UV-excimer laser irradiation |  | Physical | [8 empty] | no rinsate |  |  | 96.894 | J |  |  |  | 25 |  | 50 | interior of polyethylene carton | treatment time (dose depends on number of pulses delivered) | 0.48333 |  |  | 3.9323 | LR | [5 empty] | 20
Warriner 2000 Ictivation of Bacillus subtilis spores on aluminum and polyethylene preformed cartons by UV-excimer laser irradiation |  | Physical | [8 empty] | no rinsate |  |  | 125.4834 | J |  |  |  | 25 |  | 50 | interior of polyethylene carton | treatment time (dose depends on number of pulses delivered) | 0.48333 |  |  | 4.0827 | LR | [5 empty] | 20
Warriner 2000 Ictivation of Bacillus subtilis spores on aluminum and polyethylene preformed cartons by UV-excimer laser irradiation |  | Physical | [8 empty] | no rinsate |  |  | 157.0578 | J |  |  |  | 25 |  | 50 | interior of polyethylene carton | treatment time (dose depends on number of pulses delivered) | 0.48333 |  |  | 4.3083 | LR | [5 empty] | 20
Warriner 2000 Ictivation of Bacillus subtilis spores on aluminum and polyethylene preformed cartons by UV-excimer laser irradiation |  | Physical | [8 empty] | no rinsate |  |  | 210.1146 | J |  |  |  | 25 |  | 50 | interior of polyethylene carton | treatment time (dose depends on number of pulses delivered) | 0.48333 |  |  | 4.985 | LR | [5 empty] | 20
Zhang 2014 Ictivation of Bacillus subtilis Spores Using Various Combitions of Ultraviolet Treatment with Addition of Hydrogen Peroxide |  | Physical | CFU/mL | 1000000 |  |  | 40 | mL | 4e-05 | m^3 |  |  |  | 28.3 | uW/cm^2 |  |  |  | 25 |  | 50 | aqueous suspension | time irradiated | 2.0151 |  |  | 0.45024 | LR |  | SD |  |  |  | 3 | [12 empty] | /mL
Zhang 2014 Ictivation of Bacillus subtilis Spores Using Various Combitions of Ultraviolet Treatment with Addition of Hydrogen Peroxide |  | Physical | CFU/mL | 1000000 |  |  | 40 | mL | 4e-05 | m^3 |  |  |  | 28.3 | uW/cm^2 |  |  |  | 25 |  | 50 | aqueous suspension | time irradiated | 3.9716 |  |  | 1.094 | LR |  | SD |  |  |  | 3 | [12 empty] | /mL
Zhang 2014 Ictivation of Bacillus subtilis Spores Using Various Combitions of Ultraviolet Treatment with Addition of Hydrogen Peroxide |  | Physical | CFU/mL | 1000000 |  |  | 40 | mL | 4e-05 | m^3 |  |  |  | 28.3 | uW/cm^2 |  |  |  | 25 |  | 50 | aqueous suspension | time irradiated | 5.9986 |  |  | 1.7541 | LR |  | SD |  |  |  | 3 | [12 empty] | /mL
Zhang 2014 Ictivation of Bacillus subtilis Spores Using Various Combitions of Ultraviolet Treatment with Addition of Hydrogen Peroxide |  | Physical | CFU/mL | 1000000 |  |  | 40 | mL | 4e-05 | m^3 |  |  |  | 28.3 | uW/cm^2 |  |  |  | 25 |  | 50 | aqueous suspension | time irradiated | 7.9551 |  |  | 2.3978 | LR |  | SD |  |  |  | 3 | [12 empty] | /mL
Zhang 2014 Ictivation of Bacillus subtilis Spores Using Various Combitions of Ultraviolet Treatment with Addition of Hydrogen Peroxide |  | Physical | CFU/mL | 1000000 |  |  | 40 | mL | 4e-05 | m^3 |  |  |  | 28.3 | uW/cm^2 |  |  |  | 25 |  | 50 | aqueous suspension | time irradiated | 9.9321 |  |  | 2.5593 | LR |  | SD |  |  |  | 3 | [12 empty] | /mL
Zhang 2014 Ictivation of Bacillus subtilis Spores Using Various Combitions of Ultraviolet Treatment with Addition of Hydrogen Peroxide |  | Physical | CFU/mL | 1000000 |  |  | 40 | mL | 4e-05 | m^3 |  |  |  | 56.5 | uW/cm^2 |  |  |  | 25 |  | 50 | aqueous suspension | time irradiated |  |  |  | 0.035417 | LR |  | SD |  |  |  | 3 | [12 empty] | /mL
Zhang 2014 Ictivation of Bacillus subtilis Spores Using Various Combitions of Ultraviolet Treatment with Addition of Hydrogen Peroxide |  | Physical | CFU/mL | 1000000 |  |  | 40 | mL | 4e-05 | m^3 |  |  |  | 56.5 | uW/cm^2 |  |  |  | 25 |  | 50 | aqueous suspension | time irradiated | 0.48055 |  |  | 0.133 | LR |  | SD |  |  |  | 3 | [12 empty] | /mL
Zhang 2014 Ictivation of Bacillus subtilis Spores Using Various Combitions of Ultraviolet Treatment with Addition of Hydrogen Peroxide |  | Physical | CFU/mL | 1000000 |  |  | 40 | mL | 4e-05 | m^3 |  |  |  | 56.5 | uW/cm^2 |  |  |  | 25 |  | 50 | aqueous suspension | time irradiated | 0.97408 |  |  | 0.29599 | LR |  | SD |  |  |  | 3 | [12 empty] | /mL
Zhang 2014 Ictivation of Bacillus subtilis Spores Using Various Combitions of Ultraviolet Treatment with Addition of Hydrogen Peroxide |  | Physical | CFU/mL | 1000000 |  |  | 40 | mL | 4e-05 | m^3 |  |  |  | 56.5 | uW/cm^2 |  |  |  | 25 |  | 50 | aqueous suspension | time irradiated | 1.9424 |  |  | 0.79364 | LR |  | SD |  |  |  | 3 | [12 empty] | /mL
Zhang 2014 Ictivation of Bacillus subtilis Spores Using Various Combitions of Ultraviolet Treatment with Addition of Hydrogen Peroxide |  | Physical | CFU/mL | 1000000 |  |  | 40 | mL | 4e-05 | m^3 |  |  |  | 56.5 | uW/cm^2 |  |  |  | 25 |  | 50 | aqueous suspension | time irradiated | 3.9335 |  |  | 1.56 | LR |  | SD |  |  |  | 3 | [12 empty] | /mL
Zhang 2014 Ictivation of Bacillus subtilis Spores Using Various Combitions of Ultraviolet Treatment with Addition of Hydrogen Peroxide |  | Physical | CFU/mL | 1000000 |  |  | 40 | mL | 4e-05 | m^3 |  |  |  | 56.5 | uW/cm^2 |  |  |  | 25 |  | 50 | aqueous suspension | time irradiated | 5.9959 |  |  | 2.2118 | LR |  | SD |  |  |  | 3 | [12 empty] | /mL
Zhang 2014 Ictivation of Bacillus subtilis Spores Using Various Combitions of Ultraviolet Treatment with Addition of Hydrogen Peroxide |  | Physical | CFU/mL | 1000000 |  |  | 40 | mL | 4e-05 | m^3 |  |  |  | 56.5 | uW/cm^2 |  |  |  | 25 |  | 50 | aqueous suspension | time irradiated | 7.9889 |  |  | 2.6512 | LR |  | SD |  |  |  | 3 | [12 empty] | /mL
Zhang 2014 Ictivation of Bacillus subtilis Spores Using Various Combitions of Ultraviolet Treatment with Addition of Hydrogen Peroxide |  | Physical | CFU/mL | 1000000 |  |  | 40 | mL | 4e-05 | m^3 |  |  |  | 56.5 | uW/cm^2 |  |  |  | 25 |  | 50 | aqueous suspension | time irradiated | 9.9647 |  |  | 3.017 | LR |  | SD |  |  |  | 3 | [12 empty] | /mL
Zhang 2014 Ictivation of Bacillus subtilis Spores Using Various Combitions of Ultraviolet Treatment with Addition of Hydrogen Peroxide |  | Physical | CFU/mL | 1000000 |  |  | 40 | mL | 4e-05 | m^3 |  |  |  | 113 | uW/cm^2 |  |  |  | 25 |  | 50 | aqueous suspension | time irradiated | 0.0043549 |  |  | 0.027224 | LR |  | SD |  |  |  | 3 | [12 empty] | /mL
Zhang 2014 Ictivation of Bacillus subtilis Spores Using Various Combitions of Ultraviolet Treatment with Addition of Hydrogen Peroxide |  | Physical | CFU/mL | 1000000 |  |  | 40 | mL | 4e-05 | m^3 |  |  |  | 113 | uW/cm^2 |  |  |  | 25 |  | 50 | aqueous suspension | time irradiated | 0.44514 |  |  | 0.14939 | LR |  | SD |  |  |  | 3 | [12 empty] | /mL
Zhang 2014 Ictivation of Bacillus subtilis Spores Using Various Combitions of Ultraviolet Treatment with Addition of Hydrogen Peroxide |  | Physical | CFU/mL | 1000000 |  |  | 40 | mL | 4e-05 | m^3 |  |  |  | 113 | uW/cm^2 |  |  |  | 25 |  | 50 | aqueous suspension | time irradiated | 0.99174 |  |  | 0.29597 | LR |  | SD |  |  |  | 3 | [12 empty] | /mL
Zhang 2014 Ictivation of Bacillus subtilis Spores Using Various Combitions of Ultraviolet Treatment with Addition of Hydrogen Peroxide |  | Physical | CFU/mL | 1000000 |  |  | 40 | mL | 4e-05 | m^3 |  |  |  | 113 | uW/cm^2 |  |  |  | 25 |  | 50 | aqueous suspension | time irradiated | 1.9763 |  |  | 1.0388 | LR |  | SD |  |  |  | 3 | [12 empty] | /mL
Zhang 2014 Ictivation of Bacillus subtilis Spores Using Various Combitions of Ultraviolet Treatment with Addition of Hydrogen Peroxide |  | Physical | CFU/mL | 1000000 |  |  | 40 | mL | 4e-05 | m^3 |  |  |  | 113 | uW/cm^2 |  |  |  | 25 |  | 50 | aqueous suspension | time irradiated | 3.9499 |  |  | 1.7725 | LR |  | SD |  |  |  | 3 | [12 empty] | /mL
Zhang 2014 Ictivation of Bacillus subtilis Spores Using Various Combitions of Ultraviolet Treatment with Addition of Hydrogen Peroxide |  | Physical | CFU/mL | 1000000 |  |  | 40 | mL | 4e-05 | m^3 |  |  |  | 113 | uW/cm^2 |  |  |  | 25 |  | 50 | aqueous suspension | time irradiated | 5.9767 |  |  | 2.4816 | LR |  | SD |  |  |  | 3 | [12 empty] | /mL
Zhang 2014 Ictivation of Bacillus subtilis Spores Using Various Combitions of Ultraviolet Treatment with Addition of Hydrogen Peroxide |  | Physical | CFU/mL | 1000000 |  |  | 40 | mL | 4e-05 | m^3 |  |  |  | 113 | uW/cm^2 |  |  |  | 25 |  | 50 | aqueous suspension | time irradiated | 7.9511 |  |  | 3.0763 | LR |  | SD |  |  |  | 3 | [12 empty] | /mL
Zhang 2014 Ictivation of Bacillus subtilis Spores Using Various Combitions of Ultraviolet Treatment with Addition of Hydrogen Peroxide |  | Physical | CFU/mL | 1000000 |  |  | 40 | mL | 4e-05 | m^3 |  |  |  | 113 | uW/cm^2 |  |  |  | 25 |  | 50 | aqueous suspension | time irradiated | 9.9951 |  |  | 3.8508 | LR |  | SD |  |  |  | 3 | [12 empty] | /mL
Zhang 2014 Ictivation of Bacillus subtilis Spores Using Various Combitions of Ultraviolet Treatment with Addition of Hydrogen Peroxide |  | Physical | CFU/mL | 1000000 |  |  | 40 | mL | 4e-05 | m^3 |  |  |  | 113 | uW/cm^2 |  |  |  | 25 |  | 50 | aqueous suspension | time irradiated | 0.041818 |  |  | -0.018656 | LR |  | SD |  |  |  | 3 | [12 empty] | /mL
Zhang 2014 Ictivation of Bacillus subtilis Spores Using Various Combitions of Ultraviolet Treatment with Addition of Hydrogen Peroxide |  | Physical | CFU/mL | 1000000 |  |  | 40 | mL | 4e-05 | m^3 |  |  |  | 113 | uW/cm^2 |  |  |  | 25 |  | 50 | aqueous suspension | time irradiated | 0.42751 |  |  | 0.11586 | LR |  | SD |  |  |  | 3 | [12 empty] | /mL
Zhang 2014 Ictivation of Bacillus subtilis Spores Using Various Combitions of Ultraviolet Treatment with Addition of Hydrogen Peroxide |  | Physical | CFU/mL | 1000000 |  |  | 40 | mL | 4e-05 | m^3 |  |  |  | 113 | uW/cm^2 |  |  |  | 25 |  | 50 | aqueous suspension | time irradiated | 0.98087 |  |  | 0.30574 | LR |  | SD |  |  |  | 3 | [12 empty] | /mL
Zhang 2014 Ictivation of Bacillus subtilis Spores Using Various Combitions of Ultraviolet Treatment with Addition of Hydrogen Peroxide |  | Physical | CFU/mL | 1000000 |  |  | 40 | mL | 4e-05 | m^3 |  |  |  | 113 | uW/cm^2 |  |  |  | 25 |  | 50 | aqueous suspension | time irradiated | 1.924 |  |  | 1.3622 | LR |  | SD |  |  |  | 3 | [12 empty] | /mL
Zhang 2014 Ictivation of Bacillus subtilis Spores Using Various Combitions of Ultraviolet Treatment with Addition of Hydrogen Peroxide |  | Physical | CFU/mL | 1000000 |  |  | 40 | mL | 4e-05 | m^3 |  |  |  | 113 | uW/cm^2 |  |  |  | 25 |  | 50 | aqueous suspension | time irradiated | 3.9866 |  |  | 2.0822 | LR |  | SD |  |  |  | 3 | [12 empty] | /mL
Zhang 2014 Ictivation of Bacillus subtilis Spores Using Various Combitions of Ultraviolet Treatment with Addition of Hydrogen Peroxide |  | Physical | CFU/mL | 1000000 |  |  | 40 | mL | 4e-05 | m^3 |  |  |  | 113 | uW/cm^2 |  |  |  | 25 |  | 50 | aqueous suspension | time irradiated | 5.9489 |  |  | 2.8264 | LR |  | SD |  |  |  | 3 | [12 empty] | /mL
Zhang 2014 Ictivation of Bacillus subtilis Spores Using Various Combitions of Ultraviolet Treatment with Addition of Hydrogen Peroxide |  | Physical | CFU/mL | 1000000 |  |  | 40 | mL | 4e-05 | m^3 |  |  |  | 113 | uW/cm^2 |  |  |  | 25 |  | 50 | aqueous suspension | time irradiated | 8.0103 |  |  | 3.3315 | LR |  | SD |  |  |  | 3 | [12 empty] | /mL
Zhang 2014 Ictivation of Bacillus subtilis Spores Using Various Combitions of Ultraviolet Treatment with Addition of Hydrogen Peroxide |  | Physical | CFU/mL | 1000000 |  |  | 40 | mL | 4e-05 | m^3 |  |  |  | 113 | uW/cm^2 |  |  |  | 25 |  | 50 | aqueous suspension | time irradiated | 10.0236 |  |  | 4.2108 | LR |  | SD |  |  |  | 3 | [12 empty] | /mL
Zhang 2014 Ictivation of Bacillus subtilis Spores Using Various Combitions of Ultraviolet Treatment with Addition of Hydrogen Peroxide |  | Physical | CFU/mL | 1000000 |  |  | 40 | mL | 4e-05 | m^3 |  |  |  | 113 | uW/cm^2 |  |  |  | 25 |  | 50 | aqueous suspension | time irradiated | 0.0085235 |  |  | 0.01324 | LR |  | SD |  |  |  | 3 | [12 empty] | /mL
Zhang 2014 Ictivation of Bacillus subtilis Spores Using Various Combitions of Ultraviolet Treatment with Addition of Hydrogen Peroxide |  | Physical | CFU/mL | 1000000 |  |  | 40 | mL | 4e-05 | m^3 |  |  |  | 113 | uW/cm^2 |  |  |  | 25 |  | 50 | aqueous suspension | time irradiated | 0.47798 |  |  | 0.1635 | LR |  | SD |  |  |  | 3 | [12 empty] | /mL
Zhang 2014 Ictivation of Bacillus subtilis Spores Using Various Combitions of Ultraviolet Treatment with Addition of Hydrogen Peroxide |  | Physical | CFU/mL | 1000000 |  |  | 40 | mL | 4e-05 | m^3 |  |  |  | 113 | uW/cm^2 |  |  |  | 25 |  | 50 | aqueous suspension | time irradiated | 0.96351 |  |  | 0.19436 | LR |  | SD |  |  |  | 3 | [12 empty] | /mL
Zhang 2014 Ictivation of Bacillus subtilis Spores Using Various Combitions of Ultraviolet Treatment with Addition of Hydrogen Peroxide |  | Physical | CFU/mL | 1000000 |  |  | 40 | mL | 4e-05 | m^3 |  |  |  | 113 | uW/cm^2 |  |  |  | 25 |  | 50 | aqueous suspension | time irradiated | 2.0088 |  |  | 1.561 | LR |  | SD |  |  |  | 3 | [12 empty] | /mL
Zhang 2014 Ictivation of Bacillus subtilis Spores Using Various Combitions of Ultraviolet Treatment with Addition of Hydrogen Peroxide |  | Physical | CFU/mL | 1000000 |  |  | 40 | mL | 4e-05 | m^3 |  |  |  | 113 | uW/cm^2 |  |  |  | 25 |  | 50 | aqueous suspension | time irradiated | 3.9726 |  |  | 2.5677 | LR |  | SD |  |  |  | 3 | [12 empty] | /mL
Zhang 2014 Ictivation of Bacillus subtilis Spores Using Various Combitions of Ultraviolet Treatment with Addition of Hydrogen Peroxide |  | Physical | CFU/mL | 1000000 |  |  | 40 | mL | 4e-05 | m^3 |  |  |  | 113 | uW/cm^2 |  |  |  | 25 |  | 50 | aqueous suspension | time irradiated | 5.9834 |  |  | 3.0173 | LR |  | SD |  |  |  | 3 | [12 empty] | /mL
Zhang 2014 Ictivation of Bacillus subtilis Spores Using Various Combitions of Ultraviolet Treatment with Addition of Hydrogen Peroxide |  | Physical | CFU/mL | 1000000 |  |  | 40 | mL | 4e-05 | m^3 |  |  |  | 113 | uW/cm^2 |  |  |  | 25 |  | 50 | aqueous suspension | time irradiated | 7.9954 |  |  | 3.6658 | LR |  | SD |  |  |  | 3 | [12 empty] | /mL
Zhang 2014 Ictivation of Bacillus subtilis Spores Using Various Combitions of Ultraviolet Treatment with Addition of Hydrogen Peroxide |  | Physical | CFU/mL | 1000000 |  |  | 40 | mL | 4e-05 | m^3 |  |  |  | 113 | uW/cm^2 |  |  |  | 25 |  | 50 | aqueous suspension | time irradiated | 10.0413 |  |  | 4.3938 | LR |  | SD |  |  |  | 3 | [12 empty] | /mL
Zhang 2014 Ictivation of Bacillus subtilis Spores Using Various Combitions of Ultraviolet Treatment with Addition of Hydrogen Peroxide |  | Physical | CFU/mL | 1000000 |  |  | 40 | mL | 4e-05 | m^3 |  |  |  | 113 | uW/cm^2 |  |  |  | 25 |  | 50 | aqueous suspension | time irradiated | 0.0083604 |  |  | 0.018651 | LR |  | SD |  |  |  | 3 | [12 empty] | /mL
Zhang 2014 Ictivation of Bacillus subtilis Spores Using Various Combitions of Ultraviolet Treatment with Addition of Hydrogen Peroxide |  | Physical | CFU/mL | 1000000 |  |  | 40 | mL | 4e-05 | m^3 |  |  |  | 113 | uW/cm^2 |  |  |  | 25 |  | 50 | aqueous suspension | time irradiated | 0.51385 |  |  | 0.16873 | LR |  | SD |  |  |  | 3 | [12 empty] | /mL
Zhang 2014 Ictivation of Bacillus subtilis Spores Using Various Combitions of Ultraviolet Treatment with Addition of Hydrogen Peroxide |  | Physical | CFU/mL | 1000000 |  |  | 40 | mL | 4e-05 | m^3 |  |  |  | 113 | uW/cm^2 |  |  |  | 25 |  | 50 | aqueous suspension | time irradiated | 1.0186 |  |  | 0.44648 | LR |  | SD |  |  |  | 3 | [12 empty] | /mL
Zhang 2014 Ictivation of Bacillus subtilis Spores Using Various Combitions of Ultraviolet Treatment with Addition of Hydrogen Peroxide |  | Physical | CFU/mL | 1000000 |  |  | 40 | mL | 4e-05 | m^3 |  |  |  | 113 | uW/cm^2 |  |  |  | 25 |  | 50 | aqueous suspension | time irradiated | 1.9932 |  |  | 1.2095 | LR |  | SD |  |  |  | 3 | [12 empty] | /mL
Zhang 2014 Ictivation of Bacillus subtilis Spores Using Various Combitions of Ultraviolet Treatment with Addition of Hydrogen Peroxide |  | Physical | CFU/mL | 1000000 |  |  | 40 | mL | 4e-05 | m^3 |  |  |  | 113 | uW/cm^2 |  |  |  | 25 |  | 50 | aqueous suspension | time irradiated | 3.9463 |  |  | 2.0574 | LR |  | SD |  |  |  | 3 | [12 empty] | /mL
Zhang 2014 Ictivation of Bacillus subtilis Spores Using Various Combitions of Ultraviolet Treatment with Addition of Hydrogen Peroxide |  | Physical | CFU/mL | 1000000 |  |  | 40 | mL | 4e-05 | m^3 |  |  |  | 113 | uW/cm^2 |  |  |  | 25 |  | 50 | aqueous suspension | time irradiated | 6.0013 |  |  | 2.7693 | LR |  | SD |  |  |  | 3 | [12 empty] | /mL
Zhang 2014 Ictivation of Bacillus subtilis Spores Using Various Combitions of Ultraviolet Treatment with Addition of Hydrogen Peroxide |  | Physical | CFU/mL | 1000000 |  |  | 40 | mL | 4e-05 | m^3 |  |  |  | 113 | uW/cm^2 |  |  |  | 25 |  | 50 | aqueous suspension | time irradiated | 7.957 |  |  | 3.1465 | LR |  | SD |  |  |  | 3 | [12 empty] | /mL
Zhang 2014 Ictivation of Bacillus subtilis Spores Using Various Combitions of Ultraviolet Treatment with Addition of Hydrogen Peroxide |  | Physical | CFU/mL | 1000000 |  |  | 40 | mL | 4e-05 | m^3 |  |  |  | 113 | uW/cm^2 |  |  |  | 25 |  | 50 | aqueous suspension | time irradiated | 9.9266 |  |  | 4.0501 | LR |  | SD |  |  |  | 3 | [12 empty] | /mL
Zhang 2014 Ictivation of Bacillus subtilis Spores Using Various Combitions of Ultraviolet Treatment with Addition of Hydrogen Peroxide |  | Physical | CFU/mL | 1000000 |  |  | 40 | mL | 4e-05 | m^3 |  |  |  | 113 | uW/cm^2 |  |  |  | 25 |  | 50 | aqueous suspension | time irradiated | 0.0084502 |  |  | 0.0026933 | LR |  | SD |  |  |  | 3 | [12 empty] | /mL
Zhang 2014 Ictivation of Bacillus subtilis Spores Using Various Combitions of Ultraviolet Treatment with Addition of Hydrogen Peroxide |  | Physical | CFU/mL | 1000000 |  |  | 40 | mL | 4e-05 | m^3 |  |  |  | 113 | uW/cm^2 |  |  |  | 25 |  | 50 | aqueous suspension | time irradiated | 0.47951 |  |  | 0.27256 | LR |  | SD |  |  |  | 3 | [12 empty] | /mL
Zhang 2014 Ictivation of Bacillus subtilis Spores Using Various Combitions of Ultraviolet Treatment with Addition of Hydrogen Peroxide |  | Physical | CFU/mL | 1000000 |  |  | 40 | mL | 4e-05 | m^3 |  |  |  | 113 | uW/cm^2 |  |  |  | 25 |  | 50 | aqueous suspension | time irradiated | 1.9922 |  |  | 1.393 | LR |  | SD |  |  |  | 3 | [12 empty] | /mL
Zhang 2014 Ictivation of Bacillus subtilis Spores Using Various Combitions of Ultraviolet Treatment with Addition of Hydrogen Peroxide |  | Physical | CFU/mL | 1000000 |  |  | 40 | mL | 4e-05 | m^3 |  |  |  | 113 | uW/cm^2 |  |  |  | 25 |  | 50 | aqueous suspension | time irradiated | 4.013 |  |  | 2.2008 | LR |  | SD |  |  |  | 3 | [12 empty] | /mL
Zhang 2014 Ictivation of Bacillus subtilis Spores Using Various Combitions of Ultraviolet Treatment with Addition of Hydrogen Peroxide |  | Physical | CFU/mL | 1000000 |  |  | 40 | mL | 4e-05 | m^3 |  |  |  | 113 | uW/cm^2 |  |  |  | 25 |  | 50 | aqueous suspension | time irradiated | 5.9839 |  |  | 2.8731 | LR |  | SD |  |  |  | 3 | [12 empty] | /mL
Zhang 2014 Ictivation of Bacillus subtilis Spores Using Various Combitions of Ultraviolet Treatment with Addition of Hydrogen Peroxide |  | Physical | CFU/mL | 1000000 |  |  | 40 | mL | 4e-05 | m^3 |  |  |  | 113 | uW/cm^2 |  |  |  | 25 |  | 50 | aqueous suspension | time irradiated | 7.9894 |  |  | 3.3937 | LR |  | SD |  |  |  | 3 | [12 empty] | /mL
Zhang 2014 Ictivation of Bacillus subtilis Spores Using Various Combitions of Ultraviolet Treatment with Addition of Hydrogen Peroxide |  | Physical | CFU/mL | 1000000 |  |  | 40 | mL | 4e-05 | m^3 |  |  |  | 113 | uW/cm^2 |  |  |  | 25 |  | 50 | aqueous suspension | time irradiated | 9.9597 |  |  | 4.1697 | LR |  | SD |  |  |  | 3 | [12 empty] | /mL
Zhang 2014 Ictivation of Bacillus subtilis Spores Using Various Combitions of Ultraviolet Treatment with Addition of Hydrogen Peroxide |  | Physical | CFU/mL | 1000000 |  |  | 40 | mL | 4e-05 | m^3 |  |  |  | 113 | uW/cm^2 |  |  |  | 25 |  | 50 | aqueous suspension | time irradiated | 0.00011306 |  |  | 0.0065574 | LR |  | SD |  |  |  | 3 | [12 empty] | /mL
Zhang 2014 Ictivation of Bacillus subtilis Spores Using Various Combitions of Ultraviolet Treatment with Addition of Hydrogen Peroxide |  | Physical | CFU/mL | 1000000 |  |  | 40 | mL | 4e-05 | m^3 |  |  |  | 113 | uW/cm^2 |  |  |  | 25 |  | 50 | aqueous suspension | time irradiated | 0.484 |  |  | 0.20328 | LR |  | SD |  |  |  | 3 | [12 empty] | /mL
Zhang 2014 Ictivation of Bacillus subtilis Spores Using Various Combitions of Ultraviolet Treatment with Addition of Hydrogen Peroxide |  | Physical | CFU/mL | 1000000 |  |  | 40 | mL | 4e-05 | m^3 |  |  |  | 113 | uW/cm^2 |  |  |  | 25 |  | 50 | aqueous suspension | time irradiated | 1.0363 |  |  | 0.30164 | LR |  | SD |  |  |  | 3 | [12 empty] | /mL
Zhang 2014 Ictivation of Bacillus subtilis Spores Using Various Combitions of Ultraviolet Treatment with Addition of Hydrogen Peroxide |  | Physical | CFU/mL | 1000000 |  |  | 40 | mL | 4e-05 | m^3 |  |  |  | 113 | uW/cm^2 |  |  |  | 25 |  | 50 | aqueous suspension | time irradiated | 2.0081 |  |  | 1.3934 | LR |  | SD |  |  |  | 3 | [12 empty] | /mL
Zhang 2014 Ictivation of Bacillus subtilis Spores Using Various Combitions of Ultraviolet Treatment with Addition of Hydrogen Peroxide |  | Physical | CFU/mL | 1000000 |  |  | 40 | mL | 4e-05 | m^3 |  |  |  | 113 | uW/cm^2 |  |  |  | 25 |  | 50 | aqueous suspension | time irradiated | 3.9795 |  |  | 2.4262 | LR |  | SD |  |  |  | 3 | [12 empty] | /mL
Zhang 2014 Ictivation of Bacillus subtilis Spores Using Various Combitions of Ultraviolet Treatment with Addition of Hydrogen Peroxide |  | Physical | CFU/mL | 1000000 |  |  | 40 | mL | 4e-05 | m^3 |  |  |  | 113 | uW/cm^2 |  |  |  | 25 |  | 50 | aqueous suspension | time irradiated | 6.0198 |  |  | 3.4295 | LR |  | SD |  |  |  | 3 | [12 empty] | /mL
Zhang 2014 Ictivation of Bacillus subtilis Spores Using Various Combitions of Ultraviolet Treatment with Addition of Hydrogen Peroxide |  | Physical | CFU/mL | 1000000 |  |  | 40 | mL | 4e-05 | m^3 |  |  |  | 113 | uW/cm^2 |  |  |  | 25 |  | 50 | aqueous suspension | time irradiated | 8.0408 |  |  | 4.0787 | LR |  | SD |  |  |  | 3 | [12 empty] | /mL
Zhang 2014 Ictivation of Bacillus subtilis Spores Using Various Combitions of Ultraviolet Treatment with Addition of Hydrogen Peroxide |  | Physical | CFU/mL | 1000000 |  |  | 40 | mL | 4e-05 | m^3 |  |  |  | 113 | uW/cm^2 |  |  |  | 25 |  | 50 | aqueous suspension | time irradiated | 10.0457 |  |  | 4.9344 | LR |  | SD |  |  |  | 3 | [12 empty] | /mL
Zhang 2014 Ictivation of Bacillus subtilis Spores Using Various Combitions of Ultraviolet Treatment with Addition of Hydrogen Peroxide |  | Physical | CFU/mL | 1000000 |  |  | 40 | mL | 4e-05 | m^3 |  |  |  | 113 | uW/cm^2 |  |  |  | 25 |  | 50 | aqueous suspension | time irradiated | 4.4409e-16 |  |  | -0.013115 | LR |  | SD |  |  |  | 3 | [12 empty] | /mL
Zhang 2014 Ictivation of Bacillus subtilis Spores Using Various Combitions of Ultraviolet Treatment with Addition of Hydrogen Peroxide |  | Physical | CFU/mL | 1000000 |  |  | 40 | mL | 4e-05 | m^3 |  |  |  | 113 | uW/cm^2 |  |  |  | 25 |  | 50 | aqueous suspension | time irradiated | 0.51854 |  |  | 0.21311 | LR |  | SD |  |  |  | 3 | [12 empty] | /mL
Zhang 2014 Ictivation of Bacillus subtilis Spores Using Various Combitions of Ultraviolet Treatment with Addition of Hydrogen Peroxide |  | Physical | CFU/mL | 1000000 |  |  | 40 | mL | 4e-05 | m^3 |  |  |  | 113 | uW/cm^2 |  |  |  | 25 |  | 50 | aqueous suspension | time irradiated | 1.0197 |  |  | 0.41967 | LR |  | SD |  |  |  | 3 | [12 empty] | /mL
Zhang 2014 Ictivation of Bacillus subtilis Spores Using Various Combitions of Ultraviolet Treatment with Addition of Hydrogen Peroxide |  | Physical | CFU/mL | 1000000 |  |  | 40 | mL | 4e-05 | m^3 |  |  |  | 113 | uW/cm^2 |  |  |  | 25 |  | 50 | aqueous suspension | time irradiated | 2.0109 |  |  | 1.8852 | LR |  | SD |  |  |  | 3 | [12 empty] | /mL
Zhang 2014 Ictivation of Bacillus subtilis Spores Using Various Combitions of Ultraviolet Treatment with Addition of Hydrogen Peroxide |  | Physical | CFU/mL | 1000000 |  |  | 40 | mL | 4e-05 | m^3 |  |  |  | 113 | uW/cm^2 |  |  |  | 25 |  | 50 | aqueous suspension | time irradiated | 4.0181 |  |  | 3.1344 | LR |  | SD |  |  |  | 3 | [12 empty] | /mL
Zhang 2014 Ictivation of Bacillus subtilis Spores Using Various Combitions of Ultraviolet Treatment with Addition of Hydrogen Peroxide |  | Physical | CFU/mL | 1000000 |  |  | 40 | mL | 4e-05 | m^3 |  |  |  | 113 | uW/cm^2 |  |  |  | 25 |  | 50 | aqueous suspension | time irradiated | 6.024 |  |  | 4.1574 | LR |  | SD |  |  |  | 3 | [12 empty] | /mL
Zhang 2014 Ictivation of Bacillus subtilis Spores Using Various Combitions of Ultraviolet Treatment with Addition of Hydrogen Peroxide |  | Physical | CFU/mL | 1000000 |  |  | 40 | mL | 4e-05 | m^3 |  |  |  | 113 | uW/cm^2 |  |  |  | 25 |  | 50 | aqueous suspension | time irradiated | 8.0458 |  |  | 4.9639 | LR |  | SD |  |  |  | 3 | [12 empty] | /mL
Zhang 2014 Ictivation of Bacillus subtilis Spores Using Various Combitions of Ultraviolet Treatment with Addition of Hydrogen Peroxide |  | Physical | CFU/mL | 1000000 |  |  | 40 | mL | 4e-05 | m^3 |  |  |  | 113 | uW/cm^2 |  |  |  | 25 |  | 50 | aqueous suspension | time irradiated | 10.051 |  |  | 5.8689 | LR |  | SD |  |  |  | 3 | [12 empty] | /mL
Yang 2012 Highly Effective Large-Area Ictivation of B. subtilis Spore Using a Plar Dielectric Barrier Discharge Jet With CF4/Air Mixture |  | Physical | CFU/mL | 100000 |  |  | 0.1 | mL | 1e-07 | m^3 | no rinsate |  |  | 0 |  |  |  |  | 37 |  | 50 | liquid suspension atop agar | time exposed to plasma | 8.2873e-05 |  |  | 100.1015 | SurvFrac | [6 empty] | No damage | [11 empty] | /mL
Yang 2012 Highly Effective Large-Area Ictivation of B. subtilis Spore Using a Plar Dielectric Barrier Discharge Jet With CF4/Air Mixture |  | Physical | CFU/mL | 100000 |  |  | 0.1 | mL | 1e-07 | m^3 | no rinsate |  |  | 0 |  |  |  |  | 37 |  | 50 | liquid suspension atop agar | time exposed to plasma | 0.0033149 |  |  | 57.0558 | SurvFrac | [6 empty] | No damage | [11 empty] | /mL
Yang 2012 Highly Effective Large-Area Ictivation of B. subtilis Spore Using a Plar Dielectric Barrier Discharge Jet With CF4/Air Mixture |  | Physical | CFU/mL | 100000 |  |  | 0.1 | mL | 1e-07 | m^3 | no rinsate |  |  | 0 |  |  |  |  | 37 |  | 50 | liquid suspension atop agar | time exposed to plasma | 0.0099862 |  |  | 3.2487 | SurvFrac | [6 empty] | No damage | [11 empty] | /mL
Yang 2012 Highly Effective Large-Area Ictivation of B. subtilis Spore Using a Plar Dielectric Barrier Discharge Jet With CF4/Air Mixture |  | Physical | CFU/mL | 100000 |  |  | 0.1 | mL | 1e-07 | m^3 | no rinsate |  |  | 0 |  |  |  |  | 37 |  | 50 | liquid suspension atop agar | time exposed to plasma | 0.016699 |  |  | 0.20305 | SurvFrac | [6 empty] | No damage | [11 empty] | /mL
Yang 2012 Highly Effective Large-Area Ictivation of B. subtilis Spore Using a Plar Dielectric Barrier Discharge Jet With CF4/Air Mixture |  | Physical | CFU/mL | 100000 |  |  | 0.1 | mL | 1e-07 | m^3 | no rinsate |  |  | 0 |  |  |  |  | 37 |  | 50 | liquid suspension atop agar | time exposed to plasma | 0.02337 |  |  | 0.20305 | SurvFrac | [6 empty] | No damage | [11 empty] | /mL
Yang 2012 Highly Effective Large-Area Ictivation of B. subtilis Spore Using a Plar Dielectric Barrier Discharge Jet With CF4/Air Mixture |  | Physical | CFU/mL | 100000 |  |  | 0.1 | mL | 1e-07 | m^3 | no rinsate |  |  | 0 |  |  |  |  | 37 |  | 50 | liquid suspension atop agar | time exposed to plasma | 0.030041 |  |  | 0.20305 | SurvFrac | [6 empty] | No damage | [11 empty] | /mL
Yang 2012 Highly Effective Large-Area Ictivation of B. subtilis Spore Using a Plar Dielectric Barrier Discharge Jet With CF4/Air Mixture |  | Physical | CFU/mL | 1000000 |  |  | 0.1 | mL | 1e-07 | m^3 | no rinsate |  |  | 0 |  |  |  |  | 37 |  | 50 | liquid suspension atop agar | time exposed to plasma | 0 |  |  | 99.6954 | SurvFrac | [6 empty] | No damage | [11 empty] | /mL
Yang 2012 Highly Effective Large-Area Ictivation of B. subtilis Spore Using a Plar Dielectric Barrier Discharge Jet With CF4/Air Mixture |  | Physical | CFU/mL | 1000000 |  |  | 0.1 | mL | 1e-07 | m^3 | no rinsate |  |  | 0 |  |  |  |  | 37 |  | 50 | liquid suspension atop agar | time exposed to plasma | 0.003232 |  |  | 98.2741 | SurvFrac | [6 empty] | No damage | [11 empty] | /mL
Yang 2012 Highly Effective Large-Area Ictivation of B. subtilis Spore Using a Plar Dielectric Barrier Discharge Jet With CF4/Air Mixture |  | Physical | CFU/mL | 1000000 |  |  | 0.1 | mL | 1e-07 | m^3 | no rinsate |  |  | 0 |  |  |  |  | 37 |  | 50 | liquid suspension atop agar | time exposed to plasma | 0.0099862 |  |  | 23.3503 | SurvFrac | [6 empty] | No damage | [11 empty] | /mL
Yang 2012 Highly Effective Large-Area Ictivation of B. subtilis Spore Using a Plar Dielectric Barrier Discharge Jet With CF4/Air Mixture |  | Physical | CFU/mL | 1000000 |  |  | 0.1 | mL | 1e-07 | m^3 | no rinsate |  |  | 0 |  |  |  |  | 37 |  | 50 | liquid suspension atop agar | time exposed to plasma | 0.016699 |  |  | 0.20305 | SurvFrac | [6 empty] | No damage | [11 empty] | /mL
Yang 2012 Highly Effective Large-Area Ictivation of B. subtilis Spore Using a Plar Dielectric Barrier Discharge Jet With CF4/Air Mixture |  | Physical | CFU/mL | 1000000 |  |  | 0.1 | mL | 1e-07 | m^3 | no rinsate |  |  | 0 |  |  |  |  | 37 |  | 50 | liquid suspension atop agar | time exposed to plasma | 0.02337 |  |  | 0.20305 | SurvFrac | [6 empty] | No damage | [11 empty] | /mL
Yang 2012 Highly Effective Large-Area Ictivation of B. subtilis Spore Using a Plar Dielectric Barrier Discharge Jet With CF4/Air Mixture |  | Physical | CFU/mL | 1000000 |  |  | 0.1 | mL | 1e-07 | m^3 | no rinsate |  |  | 0 |  |  |  |  | 37 |  | 50 | liquid suspension atop agar | time exposed to plasma | 0.030041 |  |  | 0.20305 | SurvFrac | [6 empty] | No damage | [11 empty] | /mL
Yang 2012 Highly Effective Large-Area Ictivation of B. subtilis Spore Using a Plar Dielectric Barrier Discharge Jet With CF4/Air Mixture |  | Physical | CFU/mL | 10000000 |  |  | 0.1 | mL | 1e-07 | m^3 | no rinsate |  |  | 0 |  |  |  |  | 37 |  | 50 | liquid suspension atop agar | time exposed to plasma | 0.00012431 |  |  | 100.1015 | SurvFrac | [6 empty] | No damage | [11 empty] | /mL
Yang 2012 Highly Effective Large-Area Ictivation of B. subtilis Spore Using a Plar Dielectric Barrier Discharge Jet With CF4/Air Mixture |  | Physical | CFU/mL | 10000000 |  |  | 0.1 | mL | 1e-07 | m^3 | no rinsate |  |  | 0 |  |  |  |  | 37 |  | 50 | liquid suspension atop agar | time exposed to plasma | 0.0033149 |  |  | 96.0406 | SurvFrac | [6 empty] | No damage | [11 empty] | /mL
Yang 2012 Highly Effective Large-Area Ictivation of B. subtilis Spore Using a Plar Dielectric Barrier Discharge Jet With CF4/Air Mixture |  | Physical | CFU/mL | 10000000 |  |  | 0.1 | mL | 1e-07 | m^3 | no rinsate |  |  | 0 |  |  |  |  | 37 |  | 50 | liquid suspension atop agar | time exposed to plasma | 0.010028 |  |  | 9.1371 | SurvFrac | [6 empty] | No damage | [11 empty] | /mL
Yang 2012 Highly Effective Large-Area Ictivation of B. subtilis Spore Using a Plar Dielectric Barrier Discharge Jet With CF4/Air Mixture |  | Physical | CFU/mL | 10000000 |  |  | 0.1 | mL | 1e-07 | m^3 | no rinsate |  |  | 0 |  |  |  |  | 37 |  | 50 | liquid suspension atop agar | time exposed to plasma | 0.016657 |  |  | 0.20305 | SurvFrac | [6 empty] | No damage | [11 empty] | /mL
Yang 2012 Highly Effective Large-Area Ictivation of B. subtilis Spore Using a Plar Dielectric Barrier Discharge Jet With CF4/Air Mixture |  | Physical | CFU/mL | 10000000 |  |  | 0.1 | mL | 1e-07 | m^3 | no rinsate |  |  | 0 |  |  |  |  | 37 |  | 50 | liquid suspension atop agar | time exposed to plasma | 0.023287 |  |  | 0.20305 | SurvFrac | [6 empty] | No damage | [11 empty] | /mL
Yang 2012 Highly Effective Large-Area Ictivation of B. subtilis Spore Using a Plar Dielectric Barrier Discharge Jet With CF4/Air Mixture |  | Physical | CFU/mL | 10000000 |  |  | 0.1 | mL | 1e-07 | m^3 | no rinsate |  |  | 0 |  |  |  |  | 37 |  | 50 | liquid suspension atop agar | time exposed to plasma | 0.030124 |  |  | 0 | SurvFrac | [6 empty] | No damage | [11 empty] | /mL
Yang 2012 Highly Effective Large-Area Ictivation of B. subtilis Spore Using a Plar Dielectric Barrier Discharge Jet With CF4/Air Mixture |  | Physical | CFU/mL | 100000 |  |  | 0.1 | mL | 1e-07 | m^3 | no rinsate |  |  | 0 |  |  |  |  | 37 |  | 50 | liquid suspension atop agar | time exposed to plasma | 0.00012431 |  |  | 100.3046 | SurvFrac | [6 empty] | No damage | [11 empty] | /mL
Yang 2012 Highly Effective Large-Area Ictivation of B. subtilis Spore Using a Plar Dielectric Barrier Discharge Jet With CF4/Air Mixture |  | Physical | CFU/mL | 100000 |  |  | 0.1 | mL | 1e-07 | m^3 | no rinsate |  |  | 0 |  |  |  |  | 37 |  | 50 | liquid suspension atop agar | time exposed to plasma | 0.0033564 |  |  | 92.5888 | SurvFrac | [6 empty] | No damage | [11 empty] | /mL
Yang 2012 Highly Effective Large-Area Ictivation of B. subtilis Spore Using a Plar Dielectric Barrier Discharge Jet With CF4/Air Mixture |  | Physical | CFU/mL | 100000 |  |  | 0.1 | mL | 1e-07 | m^3 | no rinsate |  |  | 0 |  |  |  |  | 37 |  | 50 | liquid suspension atop agar | time exposed to plasma | 0.0099448 |  |  | 95.8376 | SurvFrac | [6 empty] | No damage | [11 empty] | /mL
Yang 2012 Highly Effective Large-Area Ictivation of B. subtilis Spore Using a Plar Dielectric Barrier Discharge Jet With CF4/Air Mixture |  | Physical | CFU/mL | 100000 |  |  | 0.1 | mL | 1e-07 | m^3 | no rinsate |  |  | 0 |  |  |  |  | 37 |  | 50 | liquid suspension atop agar | time exposed to plasma | 0.016657 |  |  | 81.0152 | SurvFrac | [6 empty] | No damage | [11 empty] | /mL
Yang 2012 Highly Effective Large-Area Ictivation of B. subtilis Spore Using a Plar Dielectric Barrier Discharge Jet With CF4/Air Mixture |  | Physical | CFU/mL | 100000 |  |  | 0.1 | mL | 1e-07 | m^3 | no rinsate |  |  | 0 |  |  |  |  | 37 |  | 50 | liquid suspension atop agar | time exposed to plasma | 0.02337 |  |  | 80.203 | SurvFrac | [6 empty] | No damage | [11 empty] | /mL
Yang 2012 Highly Effective Large-Area Ictivation of B. subtilis Spore Using a Plar Dielectric Barrier Discharge Jet With CF4/Air Mixture |  | Physical | CFU/mL | 100000 |  |  | 0.1 | mL | 1e-07 | m^3 | no rinsate |  |  | 0 |  |  |  |  | 37 |  | 50 | liquid suspension atop agar | time exposed to plasma | 0.029959 |  |  | 80 | SurvFrac | [6 empty] | No damage | [11 empty] | /mL
Yang 2012 Highly Effective Large-Area Ictivation of B. subtilis Spore Using a Plar Dielectric Barrier Discharge Jet With CF4/Air Mixture |  | Physical | CFU/mL | 1000000 |  |  | 0.1 | mL | 1e-07 | m^3 | no rinsate |  |  | 0 |  |  |  |  | 37 |  | 50 | liquid suspension atop agar | time exposed to plasma | 0.00012431 |  |  | 99.8985 | SurvFrac | [6 empty] | No damage | [11 empty] | /mL
Yang 2012 Highly Effective Large-Area Ictivation of B. subtilis Spore Using a Plar Dielectric Barrier Discharge Jet With CF4/Air Mixture |  | Physical | CFU/mL | 1000000 |  |  | 0.1 | mL | 1e-07 | m^3 | no rinsate |  |  | 0 |  |  |  |  | 37 |  | 50 | liquid suspension atop agar | time exposed to plasma | 0.0033149 |  |  | 91.1675 | SurvFrac | [6 empty] | No damage | [11 empty] | /mL
Yang 2012 Highly Effective Large-Area Ictivation of B. subtilis Spore Using a Plar Dielectric Barrier Discharge Jet With CF4/Air Mixture |  | Physical | CFU/mL | 1000000 |  |  | 0.1 | mL | 1e-07 | m^3 | no rinsate |  |  | 0 |  |  |  |  | 37 |  | 50 | liquid suspension atop agar | time exposed to plasma | 0.010069 |  |  | 97.2589 | SurvFrac | [6 empty] | No damage | [11 empty] | /mL
Yang 2012 Highly Effective Large-Area Ictivation of B. subtilis Spore Using a Plar Dielectric Barrier Discharge Jet With CF4/Air Mixture |  | Physical | CFU/mL | 1000000 |  |  | 0.1 | mL | 1e-07 | m^3 | no rinsate |  |  | 0 |  |  |  |  | 37 |  | 50 | liquid suspension atop agar | time exposed to plasma | 0.01674 |  |  | 98.0711 | SurvFrac | [6 empty] | No damage | [11 empty] | /mL
Yang 2012 Highly Effective Large-Area Ictivation of B. subtilis Spore Using a Plar Dielectric Barrier Discharge Jet With CF4/Air Mixture |  | Physical | CFU/mL | 1000000 |  |  | 0.1 | mL | 1e-07 | m^3 | no rinsate |  |  | 0 |  |  |  |  | 37 |  | 50 | liquid suspension atop agar | time exposed to plasma | 0.02337 |  |  | 98.2741 | SurvFrac | [6 empty] | No damage | [11 empty] | /mL
Yang 2012 Highly Effective Large-Area Ictivation of B. subtilis Spore Using a Plar Dielectric Barrier Discharge Jet With CF4/Air Mixture |  | Physical | CFU/mL | 1000000 |  |  | 0.1 | mL | 1e-07 | m^3 | no rinsate |  |  | 0 |  |  |  |  | 37 |  | 50 | liquid suspension atop agar | time exposed to plasma | 0.030041 |  |  | 98.6802 | SurvFrac | [6 empty] | No damage | [11 empty] | /mL
Yang 2012 Highly Effective Large-Area Ictivation of B. subtilis Spore Using a Plar Dielectric Barrier Discharge Jet With CF4/Air Mixture |  | Physical | CFU/mL | 10000000 |  |  | 0.1 | mL | 1e-07 | m^3 | no rinsate |  |  | 0 |  |  |  |  | 37 |  | 50 | liquid suspension atop agar | time exposed to plasma | 4.1436e-05 |  |  | 100.1015 | SurvFrac | [6 empty] | No damage | [11 empty] | /mL
Yang 2012 Highly Effective Large-Area Ictivation of B. subtilis Spore Using a Plar Dielectric Barrier Discharge Jet With CF4/Air Mixture |  | Physical | CFU/mL | 10000000 |  |  | 0.1 | mL | 1e-07 | m^3 | no rinsate |  |  | 0 |  |  |  |  | 37 |  | 50 | liquid suspension atop agar | time exposed to plasma | 0.0033149 | 1 |  | 99.2893 | SurvFrac | [6 empty] | No damage | [11 empty] | /mL
Yang 2012 Highly Effective Large-Area Ictivation of B. subtilis Spore Using a Plar Dielectric Barrier Discharge Jet With CF4/Air Mixture |  | Physical | CFU/mL | 10000000 |  |  | 0.1 | mL | 1e-07 | m^3 | no rinsate |  |  | 0 |  |  |  |  | 37 |  | 50 | liquid suspension atop agar | time exposed to plasma | 0.0099448 | 1 |  | 97.2589 | SurvFrac | [6 empty] | No damage | [11 empty] | /mL
Yang 2012 Highly Effective Large-Area Ictivation of B. subtilis Spore Using a Plar Dielectric Barrier Discharge Jet With CF4/Air Mixture |  | Physical | CFU/mL | 10000000 |  |  | 0.1 | mL | 1e-07 | m^3 | no rinsate |  |  | 0 |  |  |  |  | 37 |  | 50 | liquid suspension atop agar | time exposed to plasma | 0.016699 | 1 |  | 97.2589 | SurvFrac | [6 empty] | No damage | [11 empty] | /mL
Yang 2012 Highly Effective Large-Area Ictivation of B. subtilis Spore Using a Plar Dielectric Barrier Discharge Jet With CF4/Air Mixture |  | Physical | CFU/mL | 10000000 |  |  | 0.1 | mL | 1e-07 | m^3 | no rinsate |  |  | 0 |  |  |  |  | 37 |  | 50 | liquid suspension atop agar | time exposed to plasma | 0.02337 | 1 |  | 97.0558 | SurvFrac | [6 empty] | No damage | [11 empty] | /mL
Yang 2012 Highly Effective Large-Area Ictivation of B. subtilis Spore Using a Plar Dielectric Barrier Discharge Jet With CF4/Air Mixture |  | Physical | CFU/mL | 10000000 |  |  | 0.1 | mL | 1e-07 | m^3 | no rinsate |  |  | 0 |  |  |  |  | 37 |  | 50 | liquid suspension atop agar | time exposed to plasma | 0.03 | 1 |  | 96.8528 | SurvFrac | [6 empty] | No damage | [11 empty] | /mL
Tomasula 2011 Pilot-scale crossflow-microfiltration and pasteurization to remove spores of Bacillus anthracis (Sterne) from milk |  | Physical | [8 empty] | no rinsate | [6 empty] | 0 | 50 |  | 50 | milk | continuously wetted | 0 | 1 |  | 6.64 | LR | [5 empty] | 2 | [12 empty] | /mL
Tomasula 2011 Pilot-scale crossflow-microfiltration and pasteurization to remove spores of Bacillus anthracis (Sterne) from milk |  | Physical | [8 empty] | no rinsate | [6 empty] | 0 | 50 |  | 50 | milk | continuously wetted | 15 | 1 |  | 6.23 | LR | [5 empty] | 2 | [12 empty] | /mL
Tomasula 2011 Pilot-scale crossflow-microfiltration and pasteurization to remove spores of Bacillus anthracis (Sterne) from milk |  | Physical | [8 empty] | no rinsate | [6 empty] | 0 | 50 |  | 50 | milk | continuously wetted | 30 | 1 |  | 5.84 | LR | [5 empty] | 2 | [12 empty] | /mL
Tomasula 2011 Pilot-scale crossflow-microfiltration and pasteurization to remove spores of Bacillus anthracis (Sterne) from milk |  | Physical | [8 empty] | no rinsate | [6 empty] | 0 | 50 |  | 50 | milk | continuously wetted | 45 | 1 |  | 5.55 | LR | [5 empty] | 2 | [12 empty] | /mL
Tomasula 2011 Pilot-scale crossflow-microfiltration and pasteurization to remove spores of Bacillus anthracis (Sterne) from milk |  | Physical | [8 empty] | no rinsate | [6 empty] | 0 | 50 |  | 50 | milk | continuously wetted | 60 | 1 |  | 5.52 | LR | [5 empty] | 2 | [12 empty] | /mL
Tomasula 2011 Pilot-scale crossflow-microfiltration and pasteurization to remove spores of Bacillus anthracis (Sterne) from milk |  | Physical | [8 empty] | no rinsate | [6 empty] | 0 | 50 |  | 50 | milk | continuously wetted | 75 | 1 |  | 5.32 | LR | [5 empty] | 2 | [12 empty] | /mL
Tomasula 2011 Pilot-scale crossflow-microfiltration and pasteurization to remove spores of Bacillus anthracis (Sterne) from milk |  | Physical | [8 empty] | no rinsate | [6 empty] | 0 | 50 |  | 50 | milk | continuously wetted | 90 | 1 |  | 5.36 | LR | [5 empty] | 2 | [12 empty] | /mL
Tomasula 2011 Pilot-scale crossflow-microfiltration and pasteurization to remove spores of Bacillus anthracis (Sterne) from milk |  | Physical | [8 empty] | no rinsate | [6 empty] | 0 | 50 |  | 50 | milk | continuously wetted | 105 | 1 |  | 5.43 | LR | [5 empty] | 2 | [12 empty] | /mL
Tomasula 2011 Pilot-scale crossflow-microfiltration and pasteurization to remove spores of Bacillus anthracis (Sterne) from milk |  | Physical | [8 empty] | no rinsate | [6 empty] | 0 | 50 |  | 50 | milk | continuously wetted | 120 | 1 |  | 6.61 | LR | [5 empty] | 2 | [12 empty] | /mL
Tomasula 2011 Pilot-scale crossflow-microfiltration and pasteurization to remove spores of Bacillus anthracis (Sterne) from milk |  | Physical | [8 empty] | no rinsate | [6 empty] | 0 | 50 |  | 50 | milk | continuously wetted | 0 | 2 |  | 6.48 | LR | [5 empty] | 2 | [12 empty] | /mL
Tomasula 2011 Pilot-scale crossflow-microfiltration and pasteurization to remove spores of Bacillus anthracis (Sterne) from milk |  | Physical | [8 empty] | no rinsate | [6 empty] | 0 | 50 |  | 50 | milk | continuously wetted | 15 | 1 |  | 4.99 | LR | [5 empty] | 2 | [12 empty] | /mL
Tomasula 2011 Pilot-scale crossflow-microfiltration and pasteurization to remove spores of Bacillus anthracis (Sterne) from milk |  | Physical | [8 empty] | no rinsate | [6 empty] | 0 | 50 |  | 50 | milk | continuously wetted | 90 | 1 |  | 4.07 | LR | [5 empty] | 2 | [12 empty] | /mL
Tomasula 2011 Pilot-scale crossflow-microfiltration and pasteurization to remove spores of Bacillus anthracis (Sterne) from milk |  | Physical | [8 empty] | no rinsate | [6 empty] | 0 | 50 |  | 50 | milk | continuously wetted | 210 | 1 |  | 4.04 | LR | [5 empty] | 2 | [12 empty] | /mL
Tomasula 2011 Pilot-scale crossflow-microfiltration and pasteurization to remove spores of Bacillus anthracis (Sterne) from milk |  | Physical | [8 empty] | no rinsate | [6 empty] | 0 | 50 |  | 50 | DI water | continuously wetted | 0 | 2 |  | 6.61 | LR | [5 empty] | 2 | [12 empty] | /mL
Tomasula 2011 Pilot-scale crossflow-microfiltration and pasteurization to remove spores of Bacillus anthracis (Sterne) from milk |  | Physical | [8 empty] | no rinsate | [6 empty] | 0 | 50 |  | 50 | DI water | continuously wetted | 15 | 1 |  | 5.6 | LR | [5 empty] | 2 | [12 empty] | /mL
Tomasula 2011 Pilot-scale crossflow-microfiltration and pasteurization to remove spores of Bacillus anthracis (Sterne) from milk |  | Physical | [8 empty] | no rinsate | [6 empty] | 0 | 50 |  | 50 | DI water | continuously wetted | 90 | 1 |  | 5.92 | LR | [5 empty] | 2 | [12 empty] | /mL
Tomasula 2011 Pilot-scale crossflow-microfiltration and pasteurization to remove spores of Bacillus anthracis (Sterne) from milk |  | Physical | [8 empty] | no rinsate | [6 empty] | 0 | 50 |  | 50 | DI water | continuously wetted | 210 | 1 |  | 5.9 | LR | [5 empty] | 2 | [12 empty] | /mL
Buhr 2015 Test methods and response surface models for hot, humid air decontamition of materials contamited with dirty spores of Bacillus anthracis Sterne and Bacillus thuringiensis Al Hakam | kaolin | Physical |  |  |  |  | 4 | cm^2 | 0.0004 | m^2 |  |  |  | 0 |  |  |  |  | 75 |  | 90 | wiring insulation | steady-state conditions | 1440 | 2 |  | 0 | LSurv | 0 |  |  |  | 7.1 | 5 | [12 empty] | /cm^2 |  |  |  |  | 7.1
Buhr 2015 Test methods and response surface models for hot, humid air decontamition of materials contamited with dirty spores of Bacillus anthracis Sterne and Bacillus thuringiensis Al Hakam | kaolin | Physical |  |  |  |  | 4 | cm^2 | 0.0004 | m^2 |  |  |  | 0 |  |  |  |  | 55 |  | 90 | wiring insulation | steady-state conditions | 1440 | 2 |  | 6.5 | LSurv | 0.9 |  |  |  | 7.1 | 5 | [12 empty] | /cm^2 |  |  |  |  | 7.1
Buhr 2015 Test methods and response surface models for hot, humid air decontamition of materials contamited with dirty spores of Bacillus anthracis Sterne and Bacillus thuringiensis Al Hakam | kaolin | Physical |  |  |  |  | 4 | cm^2 | 0.0004 | m^2 |  |  |  | 0 |  |  |  |  | 75 |  | 90 | aluminum with aircraft performance coating | steady-state conditions | 1440 | 2 |  | 0 | LSurv | 0 |  |  |  | 7.1 | 5 | [12 empty] | /cm^2 |  |  |  |  | 7.1
Buhr 2015 Test methods and response surface models for hot, humid air decontamition of materials contamited with dirty spores of Bacillus anthracis Sterne and Bacillus thuringiensis Al Hakam | kaolin | Physical |  |  |  |  | 4 | cm^2 | 0.0004 | m^2 |  |  |  | 0 |  |  |  |  | 55 |  | 90 | aluminum with aircraft performance coating | steady-state conditions | 1440 | 2 |  | 6.8 | LSurv | 0.5 |  |  |  | 7.1 | 5 | [12 empty] | /cm^2 |  |  |  |  | 7.1
Buhr 2015 Test methods and response surface models for hot, humid air decontamition of materials contamited with dirty spores of Bacillus anthracis Sterne and Bacillus thuringiensis Al Hakam | kaolin | Physical |  |  |  |  | 4 | cm^2 | 0.0004 | m^2 |  |  |  | 0 |  |  |  |  | 75 |  | 90 | anti-skid grit tape | steady-state conditions | 1440 | 2 |  | 0 | LSurv | 0 |  |  |  | 7.1 | 5 | [12 empty] | /cm^2 |  |  |  |  | 7.1
Buhr 2015 Test methods and response surface models for hot, humid air decontamition of materials contamited with dirty spores of Bacillus anthracis Sterne and Bacillus thuringiensis Al Hakam | kaolin | Physical |  |  |  |  | 4 | cm^2 | 0.0004 | m^2 |  |  |  | 0 |  |  |  |  | 55 |  | 90 | anti-skid grit tape | steady-state conditions | 1440 | 2 |  | 6.8 | LSurv | 0.4 |  |  |  | 7.1 | 5 | [12 empty] | /cm^2 |  |  |  |  | 7.1
Buhr 2015 Test methods and response surface models for hot, humid air decontamition of materials contamited with dirty spores of Bacillus anthracis Sterne and Bacillus thuringiensis Al Hakam | kaolin | Physical |  |  |  |  | 4 | cm^2 | 0.0004 | m^2 |  |  |  | 0 |  |  |  |  | 75 |  | 90 | Plastic | steady-state conditions | 1440 | 2 |  | 0 | LSurv | 0 |  |  |  | 7.1 | 5 | [12 empty] | /cm^2 |  |  |  |  | 7.1
Buhr 2015 Test methods and response surface models for hot, humid air decontamition of materials contamited with dirty spores of Bacillus anthracis Sterne and Bacillus thuringiensis Al Hakam | kaolin | Physical |  |  |  |  | 4 | cm^2 | 0.0004 | m^2 |  |  |  | 0 |  |  |  |  | 55 |  | 90 | Plastic | steady-state conditions | 1440 | 2 |  | 5.7 | LSurv | 0.14 |  |  |  | 7.1 | 5 | [12 empty] | /cm^2 |  |  |  |  | 7.1
Buhr 2015 Test methods and response surface models for hot, humid air decontamition of materials contamited with dirty spores of Bacillus anthracis Sterne and Bacillus thuringiensis Al Hakam | kaolin | Physical |  |  |  |  | 4 | cm^2 | 0.0004 | m^2 |  |  |  | 0 |  |  |  |  | 75 |  | 90 | Nylon | steady-state conditions | 1440 | 5 |  | 5.9 | LSurv | 0.1 |  |  |  | 7.1 | 5 | [12 empty] | /cm^2 |  |  |  |  | 7.1
Buhr 2015 Test methods and response surface models for hot, humid air decontamition of materials contamited with dirty spores of Bacillus anthracis Sterne and Bacillus thuringiensis Al Hakam | kaolin | Physical |  |  |  |  | 4 | cm^2 | 0.0004 | m^2 |  |  |  | 0 |  |  |  |  | 55 |  | 90 | Nylon | steady-state conditions | 1440 | 5 |  | 7.2 | LSurv | 0.2 |  |  |  | 7.1 | 5 | [12 empty] | /cm^2 |  |  |  |  | 7.1
Buhr 2015 Test methods and response surface models for hot, humid air decontamition of materials contamited with dirty spores of Bacillus anthracis Sterne and Bacillus thuringiensis Al Hakam | kaolin | Physical |  |  |  |  | 4 | cm^2 | 0.0004 | m^2 |  |  |  | 0 |  |  |  |  | 65 |  | 90 | wiring insulation | steady-state conditions | 2880 | 5 |  | 0 | LSurv | 0 |  |  |  | 6.9 | 5 | [12 empty] | /cm^2 |  |  |  |  | 6.9
Buhr 2015 Test methods and response surface models for hot, humid air decontamition of materials contamited with dirty spores of Bacillus anthracis Sterne and Bacillus thuringiensis Al Hakam | kaolin | Physical |  |  |  |  | 4 | cm^2 | 0.0004 | m^2 |  |  |  | 0 |  |  |  |  | 65 |  | 90 | aluminum with aircraft performance coating | steady-state conditions | 2880 | 5 |  | 3.3 | LSurv | 0.02 |  |  |  | 6.9 | 5 | [12 empty] | /cm^2 |  |  |  |  | 6.9
Buhr 2015 Test methods and response surface models for hot, humid air decontamition of materials contamited with dirty spores of Bacillus anthracis Sterne and Bacillus thuringiensis Al Hakam | kaolin | Physical |  |  |  |  | 4 | cm^2 | 0.0004 | m^2 |  |  |  | 0 |  |  |  |  | 65 |  | 90 | anti-skid grit tape | steady-state conditions | 2880 | 5 |  | 0 | LSurv | 0 |  |  |  | 6.9 | 5 | [12 empty] | /cm^2 |  |  |  |  | 6.9
Buhr 2015 Test methods and response surface models for hot, humid air decontamition of materials contamited with dirty spores of Bacillus anthracis Sterne and Bacillus thuringiensis Al Hakam | kaolin | Physical |  |  |  |  | 4 | cm^2 | 0.0004 | m^2 |  |  |  | 0 |  |  |  |  | 65 |  | 90 | Plastic | steady-state conditions | 2880 | 5 |  | 0 | LSurv | 0 |  |  |  | 6.9 | 5 | [12 empty] | /cm^2 |  |  |  |  | 6.9
Buhr 2015 Test methods and response surface models for hot, humid air decontamition of materials contamited with dirty spores of Bacillus anthracis Sterne and Bacillus thuringiensis Al Hakam | kaolin | Physical |  |  |  |  | 4 | cm^2 | 0.0004 | m^2 |  |  |  | 0 |  |  |  |  | 65 |  | 90 | Nylon | steady-state conditions | 2880 | 5 |  | 6.8 | LSurv | 0.04 |  |  |  | 6.9 | 5 | [12 empty] | /cm^2 |  |  |  |  | 6.9
Buhr 2015 Test methods and response surface models for hot, humid air decontamition of materials contamited with dirty spores of Bacillus anthracis Sterne and Bacillus thuringiensis Al Hakam | kaolin | Physical |  |  |  |  | 4 | cm^2 | 0.0004 | m^2 |  |  |  | 0 |  |  |  |  | 75 |  | 90 | wiring insulation | steady-state conditions | 4320 | 5 |  | 0 | LSurv | 0 |  |  |  | 7.1 | 5 | [12 empty] | /cm^2 |  |  |  |  | 7.1
Buhr 2015 Test methods and response surface models for hot, humid air decontamition of materials contamited with dirty spores of Bacillus anthracis Sterne and Bacillus thuringiensis Al Hakam | kaolin | Physical |  |  |  |  | 4 | cm^2 | 0.0004 | m^2 |  |  |  | 0 |  |  |  |  | 55 |  | 90 | wiring insulation | steady-state conditions | 4320 | 5 |  | 2.2 | LSurv | 0.25 |  |  |  | 7.1 | 5 | [12 empty] | /cm^2 |  |  |  |  | 7.1
Buhr 2015 Test methods and response surface models for hot, humid air decontamition of materials contamited with dirty spores of Bacillus anthracis Sterne and Bacillus thuringiensis Al Hakam | kaolin | Physical |  |  |  |  | 4 | cm^2 | 0.0004 | m^2 |  |  |  | 0 |  |  |  |  | 75 |  | 90 | aluminum with aircraft performance coating | steady-state conditions | 4320 | 5 |  | 0 | LSurv | 0 |  |  |  | 7.1 | 5 | [12 empty] | /cm^2 |  |  |  |  | 7.1
Buhr 2015 Test methods and response surface models for hot, humid air decontamition of materials contamited with dirty spores of Bacillus anthracis Sterne and Bacillus thuringiensis Al Hakam | kaolin | Physical |  |  |  |  | 4 | cm^2 | 0.0004 | m^2 |  |  |  | 0 |  |  |  |  | 55 |  | 90 | aluminum with aircraft performance coating | steady-state conditions | 4320 | 5 |  | 6.2 | LSurv | 0.9 |  |  |  | 7.1 | 5 | [12 empty] | /cm^2 |  |  |  |  | 7.1
Buhr 2015 Test methods and response surface models for hot, humid air decontamition of materials contamited with dirty spores of Bacillus anthracis Sterne and Bacillus thuringiensis Al Hakam | kaolin | Physical |  |  |  |  | 4 | cm^2 | 0.0004 | m^2 |  |  |  | 0 |  |  |  |  | 75 |  | 90 | anti-skid grit tape | steady-state conditions | 4320 | 5 |  | 0 | LSurv | 0 |  |  |  | 7.1 | 5 | [12 empty] | /cm^2 |  |  |  |  | 7.1
Buhr 2015 Test methods and response surface models for hot, humid air decontamition of materials contamited with dirty spores of Bacillus anthracis Sterne and Bacillus thuringiensis Al Hakam | kaolin | Physical |  |  |  |  | 4 | cm^2 | 0.0004 | m^2 |  |  |  | 0 |  |  |  |  | 55 |  | 90 | anti-skid grit tape | steady-state conditions | 4320 | 5 |  | 5.6 | LSurv | 0.11 |  |  |  | 7.1 | 5 | [12 empty] | /cm^2 |  |  |  |  | 7.1
Buhr 2015 Test methods and response surface models for hot, humid air decontamition of materials contamited with dirty spores of Bacillus anthracis Sterne and Bacillus thuringiensis Al Hakam | kaolin | Physical |  |  |  |  | 4 | cm^2 | 0.0004 | m^2 |  |  |  | 0 |  |  |  |  | 75 |  | 90 | Plastic | steady-state conditions | 4320 | 5 |  | 0 | LSurv | 0 |  |  |  | 7.1 | 5 | [12 empty] | /cm^2 |  |  |  |  | 7.1
Buhr 2015 Test methods and response surface models for hot, humid air decontamition of materials contamited with dirty spores of Bacillus anthracis Sterne and Bacillus thuringiensis Al Hakam | kaolin | Physical |  |  |  |  | 4 | cm^2 | 0.0004 | m^2 |  |  |  | 0 |  |  |  |  | 55 |  | 90 | Plastic | steady-state conditions | 4320 | 1 |  | 2.2 | LSurv | 0.3 |  |  |  | 7.1 | 5 | [12 empty] | /cm^2 |  |  |  |  | 7.1
Buhr 2015 Test methods and response surface models for hot, humid air decontamition of materials contamited with dirty spores of Bacillus anthracis Sterne and Bacillus thuringiensis Al Hakam | kaolin | Physical |  |  |  |  | 4 | cm^2 | 0.0004 | m^2 |  |  |  | 0 |  |  |  |  | 75 |  | 90 | Nylon | steady-state conditions | 4320 | 1 |  | 1 | LSurv | 0.12 |  |  |  | 7.1 | 5 | [12 empty] | /cm^2 |  |  |  |  | 7.1
Buhr 2015 Test methods and response surface models for hot, humid air decontamition of materials contamited with dirty spores of Bacillus anthracis Sterne and Bacillus thuringiensis Al Hakam | kaolin | Physical |  |  |  |  | 4 | cm^2 | 0.0004 | m^2 |  |  |  | 0 |  |  |  |  | 55 |  | 90 | Nylon | steady-state conditions | 4320 | 1 |  | 7 | LSurv | 0.1 |  |  |  | 7.1 | 5 | [12 empty] | /cm^2 |  |  |  |  | 7.1
Buhr 2015 Test methods and response surface models for hot, humid air decontamition of materials contamited with dirty spores of Bacillus anthracis Sterne and Bacillus thuringiensis Al Hakam | kaolin | Physical |  |  |  |  | 4 | cm^2 | 0.0004 | m^2 |  |  |  | 0 |  |  |  |  | 65 |  | 80 | wiring insulation | steady-state conditions | 1440 | 1 |  | 2.7 | LSurv | 0.19 |  |  |  | 6.9 | 5 | [12 empty] | /cm^2 |  |  |  |  | 6.9
Buhr 2015 Test methods and response surface models for hot, humid air decontamition of materials contamited with dirty spores of Bacillus anthracis Sterne and Bacillus thuringiensis Al Hakam | kaolin | Physical |  |  |  |  | 4 | cm^2 | 0.0004 | m^2 |  |  |  | 0 |  |  |  |  | 65 |  | 80 | aluminum with aircraft performance coating | steady-state conditions | 1440 | 1 |  | 6.1 | LSurv | 0.06 |  |  |  | 6.9 | 5 | [12 empty] | /cm^2 |  |  |  |  | 6.9
Buhr 2015 Test methods and response surface models for hot, humid air decontamition of materials contamited with dirty spores of Bacillus anthracis Sterne and Bacillus thuringiensis Al Hakam | kaolin | Physical |  |  |  |  | 4 | cm^2 | 0.0004 | m^2 |  |  |  | 0 |  |  |  |  | 65 |  | 80 | anti-skid grit tape | steady-state conditions | 1440 | 1 |  | 5.2 | LSurv | 0.12 |  |  |  | 6.9 | 5 | [12 empty] | /cm^2 |  |  |  |  | 6.9
Buhr 2015 Test methods and response surface models for hot, humid air decontamition of materials contamited with dirty spores of Bacillus anthracis Sterne and Bacillus thuringiensis Al Hakam | kaolin | Physical |  |  |  |  | 4 | cm^2 | 0.0004 | m^2 |  |  |  | 0 |  |  |  |  | 65 |  | 80 | Plastic | steady-state conditions | 1440 | 1 |  | 9.9 | LSurv | 0.06 |  |  |  | 6.9 | 5 | [12 empty] | /cm^2 |  |  |  |  | 6.9
Buhr 2015 Test methods and response surface models for hot, humid air decontamition of materials contamited with dirty spores of Bacillus anthracis Sterne and Bacillus thuringiensis Al Hakam | kaolin | Physical |  |  |  |  | 4 | cm^2 | 0.0004 | m^2 |  |  |  | 0 |  |  |  |  | 65 |  | 80 | Nylon | steady-state conditions | 1440 | 1 |  | 7.2 | LSurv | 0.02 |  |  |  | 6.9 | 5 | [12 empty] | /cm^2 |  |  |  |  | 6.9
Buhr 2015 Test methods and response surface models for hot, humid air decontamition of materials contamited with dirty spores of Bacillus anthracis Sterne and Bacillus thuringiensis Al Hakam | kaolin | Physical |  |  |  |  | 4 | cm^2 | 0.0004 | m^2 |  |  |  | 0 |  |  |  |  | 75 |  | 80 | wiring insulation | steady-state conditions | 2880 | 1 |  | 0 | LSurv | 0 |  |  |  | 6.9 | 5 | [12 empty] | /cm^2 |  |  |  |  | 6.9
Buhr 2015 Test methods and response surface models for hot, humid air decontamition of materials contamited with dirty spores of Bacillus anthracis Sterne and Bacillus thuringiensis Al Hakam | kaolin | Physical |  |  |  |  | 4 | cm^2 | 0.0004 | m^2 |  |  |  | 0 |  |  |  |  | 65 |  | 80 | wiring insulation | steady-state conditions | 2880 | 1 |  | 1.1 | LSurv | 0.2 |  |  |  | 7.1 | 5 | [12 empty] | /cm^2 |  |  |  |  | 7.1
Buhr 2015 Test methods and response surface models for hot, humid air decontamition of materials contamited with dirty spores of Bacillus anthracis Sterne and Bacillus thuringiensis Al Hakam | kaolin | Physical |  |  |  |  | 4 | cm^2 | 0.0004 | m^2 |  |  |  | 0 |  |  |  |  | 55 |  | 80 | wiring insulation | steady-state conditions | 2880 | 1 |  | 6.6 | LSurv | 0.03 |  |  |  | 6.9 | 5 | [12 empty] | /cm^2 |  |  |  |  | 6.9
Buhr 2015 Test methods and response surface models for hot, humid air decontamition of materials contamited with dirty spores of Bacillus anthracis Sterne and Bacillus thuringiensis Al Hakam | kaolin | Physical |  |  |  |  | 4 | cm^2 | 0.0004 | m^2 |  |  |  | 0 |  |  |  |  | 75 |  | 80 | aluminum with aircraft performance coating | steady-state conditions | 2880 | 1 |  | 0 | LSurv | 0 |  |  |  | 6.9 | 5 | [12 empty] | /cm^2 |  |  |  |  | 6.9
Buhr 2015 Test methods and response surface models for hot, humid air decontamition of materials contamited with dirty spores of Bacillus anthracis Sterne and Bacillus thuringiensis Al Hakam | kaolin | Physical |  |  |  |  | 4 | cm^2 | 0.0004 | m^2 |  |  |  | 0 |  |  |  |  | 65 |  | 80 | aluminum with aircraft performance coating | steady-state conditions | 2880 | 1 |  | 4 | LSurv | 0.16 |  |  |  | 7.1 | 5 | [12 empty] | /cm^2 |  |  |  |  | 7.1
Buhr 2015 Test methods and response surface models for hot, humid air decontamition of materials contamited with dirty spores of Bacillus anthracis Sterne and Bacillus thuringiensis Al Hakam | kaolin | Physical |  |  |  |  | 4 | cm^2 | 0.0004 | m^2 |  |  |  | 0 |  |  |  |  | 55 |  | 80 | aluminum with aircraft performance coating | steady-state conditions | 2880 | 1 |  | 7 | LSurv | 0.02 |  |  |  | 6.9 | 5 | [12 empty] | /cm^2 |  |  |  |  | 6.9
Buhr 2015 Test methods and response surface models for hot, humid air decontamition of materials contamited with dirty spores of Bacillus anthracis Sterne and Bacillus thuringiensis Al Hakam | kaolin | Physical |  |  |  |  | 4 | cm^2 | 0.0004 | m^2 |  |  |  | 0 |  |  |  |  | 75 |  | 80 | anti-skid grit tape | steady-state conditions | 2880 | 5 |  | 0 | LSurv | 0 |  |  |  | 6.9 | 5 | [12 empty] | /cm^2 |  |  |  |  | 6.9
Buhr 2015 Test methods and response surface models for hot, humid air decontamition of materials contamited with dirty spores of Bacillus anthracis Sterne and Bacillus thuringiensis Al Hakam | kaolin | Physical |  |  |  |  | 4 | cm^2 | 0.0004 | m^2 |  |  |  | 0 |  |  |  |  | 65 |  | 80 | anti-skid grit tape | steady-state conditions | 2880 | 5 |  | 1.9 | LSurv | 0.16 |  |  |  | 7.1 | 5 | [12 empty] | /cm^2 |  |  |  |  | 7.1
Buhr 2015 Test methods and response surface models for hot, humid air decontamition of materials contamited with dirty spores of Bacillus anthracis Sterne and Bacillus thuringiensis Al Hakam | kaolin | Physical |  |  |  |  | 4 | cm^2 | 0.0004 | m^2 |  |  |  | 0 |  |  |  |  | 55 |  | 80 | anti-skid grit tape | steady-state conditions | 2880 | 5 |  | 6.9 | LSurv | 0.04 |  |  |  | 6.9 | 5 | [12 empty] | /cm^2 |  |  |  |  | 6.9
Buhr 2015 Test methods and response surface models for hot, humid air decontamition of materials contamited with dirty spores of Bacillus anthracis Sterne and Bacillus thuringiensis Al Hakam | kaolin | Physical |  |  |  |  | 4 | cm^2 | 0.0004 | m^2 |  |  |  | 0 |  |  |  |  | 75 |  | 80 | Plastic | steady-state conditions | 2880 | 5 |  | 0 | LSurv | 0 |  |  |  | 6.9 | 5 | [12 empty] | /cm^2 |  |  |  |  | 6.9
Buhr 2015 Test methods and response surface models for hot, humid air decontamition of materials contamited with dirty spores of Bacillus anthracis Sterne and Bacillus thuringiensis Al Hakam | kaolin | Physical |  |  |  |  | 4 | cm^2 | 0.0004 | m^2 |  |  |  | 0 |  |  |  |  | 65 |  | 80 | Plastic | steady-state conditions | 2880 | 5 |  | 1.1 | LSurv | 0.2 |  |  |  | 7.1 | 5 | [12 empty] | /cm^2 |  |  |  |  | 7.1
Buhr 2015 Test methods and response surface models for hot, humid air decontamition of materials contamited with dirty spores of Bacillus anthracis Sterne and Bacillus thuringiensis Al Hakam | kaolin | Physical |  |  |  |  | 4 | cm^2 | 0.0004 | m^2 |  |  |  | 0 |  |  |  |  | 55 |  | 80 | Plastic | steady-state conditions | 2880 | 5 |  | 5.8 | LSurv | 0.1 |  |  |  | 6.9 | 5 | [12 empty] | /cm^2 |  |  |  |  | 6.9
Buhr 2015 Test methods and response surface models for hot, humid air decontamition of materials contamited with dirty spores of Bacillus anthracis Sterne and Bacillus thuringiensis Al Hakam | kaolin | Physical |  |  |  |  | 4 | cm^2 | 0.0004 | m^2 |  |  |  | 0 |  |  |  |  | 75 |  | 80 | Nylon | steady-state conditions | 2880 | 5 |  | 5.6 | LSurv | 0.06 |  |  |  | 6.9 | 5 | [12 empty] | /cm^2 |  |  |  |  | 6.9
Buhr 2015 Test methods and response surface models for hot, humid air decontamition of materials contamited with dirty spores of Bacillus anthracis Sterne and Bacillus thuringiensis Al Hakam | kaolin | Physical |  |  |  |  | 4 | cm^2 | 0.0004 | m^2 |  |  |  | 0 |  |  |  |  | 65 |  | 80 | Nylon | steady-state conditions | 2880 | 5 |  | 6.9 | LSurv | 0.1 |  |  |  | 7.1 | 5 | [12 empty] | /cm^2 |  |  |  |  | 7.1
Buhr 2015 Test methods and response surface models for hot, humid air decontamition of materials contamited with dirty spores of Bacillus anthracis Sterne and Bacillus thuringiensis Al Hakam | kaolin | Physical |  |  |  |  | 4 | cm^2 | 0.0004 | m^2 |  |  |  | 0 |  |  |  |  | 55 |  | 80 | Nylon | steady-state conditions | 2880 | 5 |  | 7.1 | LSurv | 0.04 |  |  |  | 6.9 | 5 | [12 empty] | /cm^2 |  |  |  |  | 6.9
Buhr 2015 Test methods and response surface models for hot, humid air decontamition of materials contamited with dirty spores of Bacillus anthracis Sterne and Bacillus thuringiensis Al Hakam | kaolin | Physical |  |  |  |  | 4 | cm^2 | 0.0004 | m^2 |  |  |  | 0 |  |  |  |  | 65 |  | 80 | wiring insulation | steady-state conditions | 4320 | 5 |  | 0 | LSurv | 0 |  |  |  | 6.9 | 5 | [12 empty] | /cm^2 |  |  |  |  | 6.9
Buhr 2015 Test methods and response surface models for hot, humid air decontamition of materials contamited with dirty spores of Bacillus anthracis Sterne and Bacillus thuringiensis Al Hakam | kaolin | Physical |  |  |  |  | 4 | cm^2 | 0.0004 | m^2 |  |  |  | 0 |  |  |  |  | 65 |  | 80 | aluminum with aircraft performance coating | steady-state conditions | 4320 | 5 |  | 1.9 | LSurv | 0.2 |  |  |  | 6.9 | 5 | [12 empty] | /cm^2 |  |  |  |  | 6.9
Buhr 2015 Test methods and response surface models for hot, humid air decontamition of materials contamited with dirty spores of Bacillus anthracis Sterne and Bacillus thuringiensis Al Hakam | kaolin | Physical |  |  |  |  | 4 | cm^2 | 0.0004 | m^2 |  |  |  | 0 |  |  |  |  | 65 |  | 80 | anti-skid grit tape | steady-state conditions | 4320 | 5 |  | 3.3 | LSurv | 0.03 |  |  |  | 6.9 | 5 | [12 empty] | /cm^2 |  |  |  |  | 6.9
Buhr 2015 Test methods and response surface models for hot, humid air decontamition of materials contamited with dirty spores of Bacillus anthracis Sterne and Bacillus thuringiensis Al Hakam | kaolin | Physical |  |  |  |  | 4 | cm^2 | 0.0004 | m^2 |  |  |  | 0 |  |  |  |  | 65 |  | 80 | Plastic | steady-state conditions | 4320 | 5 |  | 0 | LSurv | 0 |  |  |  | 6.9 | 5 | [12 empty] | /cm^2 |  |  |  |  | 6.9
Buhr 2015 Test methods and response surface models for hot, humid air decontamition of materials contamited with dirty spores of Bacillus anthracis Sterne and Bacillus thuringiensis Al Hakam | kaolin | Physical |  |  |  |  | 4 | cm^2 | 0.0004 | m^2 |  |  |  | 0 |  |  |  |  | 65 |  | 80 | Nylon | steady-state conditions | 4320 | 5 |  | 6.6 | LSurv | 0.02 |  |  |  | 6.9 | 5 | [12 empty] | /cm^2 |  |  |  |  | 6.9
Buhr 2015 Test methods and response surface models for hot, humid air decontamition of materials contamited with dirty spores of Bacillus anthracis Sterne and Bacillus thuringiensis Al Hakam | kaolin | Physical |  |  |  |  | 4 | cm^2 | 0.0004 | m^2 |  |  |  | 0 |  |  |  |  | 75 |  | 70 | wiring insulation | steady-state conditions | 1440 | 1 |  | 1.1 | LSurv | 0.2 |  |  |  | 7.1 | 5 | [12 empty] | /cm^2 |  |  |  |  | 7.1
Buhr 2015 Test methods and response surface models for hot, humid air decontamition of materials contamited with dirty spores of Bacillus anthracis Sterne and Bacillus thuringiensis Al Hakam | kaolin | Physical |  |  |  |  | 4 | cm^2 | 0.0004 | m^2 |  |  |  | 0 |  |  |  |  | 55 |  | 70 | wiring insulation | steady-state conditions | 1440 | 1 |  | 6.8 | LSurv | 0.4 |  |  |  | 7.1 | 5 | [12 empty] | /cm^2 |  |  |  |  | 7.1
Buhr 2015 Test methods and response surface models for hot, humid air decontamition of materials contamited with dirty spores of Bacillus anthracis Sterne and Bacillus thuringiensis Al Hakam | kaolin | Physical |  |  |  |  | 4 | cm^2 | 0.0004 | m^2 |  |  |  | 0 |  |  |  |  | 75 |  | 70 | aluminum with aircraft performance coating | steady-state conditions | 1440 | 1 |  | 2 | LSurv | 0.18 |  |  |  | 7.1 | 5 | [12 empty] | /cm^2 |  |  |  |  | 7.1
Buhr 2015 Test methods and response surface models for hot, humid air decontamition of materials contamited with dirty spores of Bacillus anthracis Sterne and Bacillus thuringiensis Al Hakam | kaolin | Physical |  |  |  |  | 4 | cm^2 | 0.0004 | m^2 |  |  |  | 0 |  |  |  |  | 55 |  | 70 | aluminum with aircraft performance coating | steady-state conditions | 1440 | 1 |  | 6.9 | LSurv | 0.2 |  |  |  | 7.1 | 5 | [12 empty] | /cm^2 |  |  |  |  | 7.1
Buhr 2015 Test methods and response surface models for hot, humid air decontamition of materials contamited with dirty spores of Bacillus anthracis Sterne and Bacillus thuringiensis Al Hakam | kaolin | Physical |  |  |  |  | 4 | cm^2 | 0.0004 | m^2 |  |  |  | 0 |  |  |  |  | 75 |  | 70 | anti-skid grit tape | steady-state conditions | 1440 | 1 |  | 2 | LSurv | 0.18 |  |  |  | 7.1 | 5 | [12 empty] | /cm^2 |  |  |  |  | 7.1
Buhr 2015 Test methods and response surface models for hot, humid air decontamition of materials contamited with dirty spores of Bacillus anthracis Sterne and Bacillus thuringiensis Al Hakam | kaolin | Physical |  |  |  |  | 4 | cm^2 | 0.0004 | m^2 |  |  |  | 0 |  |  |  |  | 55 |  | 70 | anti-skid grit tape | steady-state conditions | 1440 | 1 |  | 7 | LSurv | 0.2 |  |  |  | 7.1 | 5 | [12 empty] | /cm^2 |  |  |  |  | 7.1
Buhr 2015 Test methods and response surface models for hot, humid air decontamition of materials contamited with dirty spores of Bacillus anthracis Sterne and Bacillus thuringiensis Al Hakam | kaolin | Physical |  |  |  |  | 4 | cm^2 | 0.0004 | m^2 |  |  |  | 0 |  |  |  |  | 75 |  | 70 | Plastic | steady-state conditions | 1440 | 1 |  | 0 | LSurv | 0 |  |  |  | 7.1 | 5 | [12 empty] | /cm^2 |  |  |  |  | 7.1
Buhr 2015 Test methods and response surface models for hot, humid air decontamition of materials contamited with dirty spores of Bacillus anthracis Sterne and Bacillus thuringiensis Al Hakam | kaolin | Physical |  |  |  |  | 4 | cm^2 | 0.0004 | m^2 |  |  |  | 0 |  |  |  |  | 55 |  | 70 | Plastic | steady-state conditions | 1440 | 1 |  | 6.8 | LSurv | 0.5 |  |  |  | 7.1 | 5 | [12 empty] | /cm^2 |  |  |  |  | 7.1
Buhr 2015 Test methods and response surface models for hot, humid air decontamition of materials contamited with dirty spores of Bacillus anthracis Sterne and Bacillus thuringiensis Al Hakam | kaolin | Physical |  |  |  |  | 4 | cm^2 | 0.0004 | m^2 |  |  |  | 0 |  |  |  |  | 75 |  | 70 | Nylon | steady-state conditions | 1440 | 1 |  | 7 | LSurv | 0.2 |  |  |  | 7.1 | 5 | [12 empty] | /cm^2 |  |  |  |  | 7.1
Buhr 2015 Test methods and response surface models for hot, humid air decontamition of materials contamited with dirty spores of Bacillus anthracis Sterne and Bacillus thuringiensis Al Hakam | kaolin | Physical |  |  |  |  | 4 | cm^2 | 0.0004 | m^2 |  |  |  | 0 |  |  |  |  | 55 |  | 70 | Nylon | steady-state conditions | 1440 | 1 |  | 7.1 | LSurv | 0.2 |  |  |  | 7.1 | 5 | [12 empty] | /cm^2 |  |  |  |  | 7.1
Buhr 2015 Test methods and response surface models for hot, humid air decontamition of materials contamited with dirty spores of Bacillus anthracis Sterne and Bacillus thuringiensis Al Hakam | kaolin | Physical |  |  |  |  | 4 | cm^2 | 0.0004 | m^2 |  |  |  | 0 |  |  |  |  | 65 |  | 70 | wiring insulation | steady-state conditions | 2880 | 1 |  | 2.1 | LSurv | 0.1 |  |  |  | 6.9 | 5 | [12 empty] | /cm^2 |  |  |  |  | 6.9
Buhr 2015 Test methods and response surface models for hot, humid air decontamition of materials contamited with dirty spores of Bacillus anthracis Sterne and Bacillus thuringiensis Al Hakam | kaolin | Physical |  |  |  |  | 4 | cm^2 | 0.0004 | m^2 |  |  |  | 0 |  |  |  |  | 65 |  | 70 | aluminum with aircraft performance coating | steady-state conditions | 2880 | 1 |  | 5.8 | LSurv | 0.08 |  |  |  | 6.9 | 5 | [12 empty] | /cm^2 |  |  |  |  | 6.9
Buhr 2015 Test methods and response surface models for hot, humid air decontamition of materials contamited with dirty spores of Bacillus anthracis Sterne and Bacillus thuringiensis Al Hakam | kaolin | Physical |  |  |  |  | 4 | cm^2 | 0.0004 | m^2 |  |  |  | 0 |  |  |  |  | 65 |  | 70 | anti-skid grit tape | steady-state conditions | 2880 | 1 |  | 4 | LSurv | 0.23 |  |  |  | 6.9 | 5 | [12 empty] | /cm^2 |  |  |  |  | 6.9
Buhr 2015 Test methods and response surface models for hot, humid air decontamition of materials contamited with dirty spores of Bacillus anthracis Sterne and Bacillus thuringiensis Al Hakam | kaolin | Physical |  |  |  |  | 4 | cm^2 | 0.0004 | m^2 |  |  |  | 0 |  |  |  |  | 65 |  | 70 | Plastic | steady-state conditions | 2880 | 1 |  | 1 | LSurv | 0.05 |  |  |  | 6.9 | 5 | [12 empty] | /cm^2 |  |  |  |  | 6.9
Buhr 2015 Test methods and response surface models for hot, humid air decontamition of materials contamited with dirty spores of Bacillus anthracis Sterne and Bacillus thuringiensis Al Hakam | kaolin | Physical |  |  |  |  | 4 | cm^2 | 0.0004 | m^2 |  |  |  | 0 |  |  |  |  | 65 |  | 70 | Nylon | steady-state conditions | 2880 | 4 |  | 7.1 | LSurv | 0.02 |  |  |  | 6.9 | 5 | [12 empty] | /cm^2 |  |  |  |  | 6.9
Buhr 2015 Test methods and response surface models for hot, humid air decontamition of materials contamited with dirty spores of Bacillus anthracis Sterne and Bacillus thuringiensis Al Hakam | kaolin | Physical |  |  |  |  | 4 | cm^2 | 0.0004 | m^2 |  |  |  | 0 |  |  |  |  | 75 |  | 70 | wiring insulation | steady-state conditions | 4320 | 4 |  | 0 | LSurv | 0 |  |  |  | 7.1 | 5 | [12 empty] | /cm^2 |  |  |  |  | 7.1
Buhr 2015 Test methods and response surface models for hot, humid air decontamition of materials contamited with dirty spores of Bacillus anthracis Sterne and Bacillus thuringiensis Al Hakam | kaolin | Physical |  |  |  |  | 4 | cm^2 | 0.0004 | m^2 |  |  |  | 0 |  |  |  |  | 55 |  | 70 | wiring insulation | steady-state conditions | 4320 | 4 |  | 6.5 | LSurv | 0.4 |  |  |  | 7.1 | 5 | [12 empty] | /cm^2 |  |  |  |  | 7.1
Buhr 2015 Test methods and response surface models for hot, humid air decontamition of materials contamited with dirty spores of Bacillus anthracis Sterne and Bacillus thuringiensis Al Hakam | kaolin | Physical |  |  |  |  | 4 | cm^2 | 0.0004 | m^2 |  |  |  | 0 |  |  |  |  | 75 |  | 70 | aluminum with aircraft performance coating | steady-state conditions | 4320 | 4 |  | 1.1 | LSurv | 0.2 |  |  |  | 7.1 | 5 | [12 empty] | /cm^2 |  |  |  |  | 7.1
Buhr 2015 Test methods and response surface models for hot, humid air decontamition of materials contamited with dirty spores of Bacillus anthracis Sterne and Bacillus thuringiensis Al Hakam | kaolin | Physical |  |  |  |  | 4 | cm^2 | 0.0004 | m^2 |  |  |  | 0 |  |  |  |  | 55 |  | 70 | aluminum with aircraft performance coating | steady-state conditions | 4320 | 4 |  | 6.9 | LSurv | 0.3 |  |  |  | 7.1 | 5 | [12 empty] | /cm^2 |  |  |  |  | 7.1
Buhr 2015 Test methods and response surface models for hot, humid air decontamition of materials contamited with dirty spores of Bacillus anthracis Sterne and Bacillus thuringiensis Al Hakam | kaolin | Physical |  |  |  |  | 4 | cm^2 | 0.0004 | m^2 |  |  |  | 0 |  |  |  |  | 75 |  | 70 | anti-skid grit tape | steady-state conditions | 4320 | 4 |  | 0 | LSurv | 0 |  |  |  | 7.1 | 5 | [12 empty] | /cm^2 |  |  |  |  | 7.1
Buhr 2015 Test methods and response surface models for hot, humid air decontamition of materials contamited with dirty spores of Bacillus anthracis Sterne and Bacillus thuringiensis Al Hakam | kaolin | Physical |  |  |  |  | 4 | cm^2 | 0.0004 | m^2 |  |  |  | 0 |  |  |  |  | 55 |  | 70 | anti-skid grit tape | steady-state conditions | 4320 | 4 |  | 6.8 | LSurv | 0.2 |  |  |  | 7.1 | 5 | [12 empty] | /cm^2 |  |  |  |  | 7.1
Buhr 2015 Test methods and response surface models for hot, humid air decontamition of materials contamited with dirty spores of Bacillus anthracis Sterne and Bacillus thuringiensis Al Hakam | kaolin | Physical |  |  |  |  | 4 | cm^2 | 0.0004 | m^2 |  |  |  | 0 |  |  |  |  | 75 |  | 70 | Plastic | steady-state conditions | 4320 | 4 |  | 0 | LSurv | 0 |  |  |  | 7.1 | 5 | [12 empty] | /cm^2 |  |  |  |  | 7.1
Buhr 2015 Test methods and response surface models for hot, humid air decontamition of materials contamited with dirty spores of Bacillus anthracis Sterne and Bacillus thuringiensis Al Hakam | kaolin | Physical |  |  |  |  | 4 | cm^2 | 0.0004 | m^2 |  |  |  | 0 |  |  |  |  | 55 |  | 70 | Plastic | steady-state conditions | 4320 | 4 |  | 6.1 | LSurv | 0.7 |  |  |  | 7.1 | 5 | [12 empty] | /cm^2 |  |  |  |  | 7.1
Buhr 2015 Test methods and response surface models for hot, humid air decontamition of materials contamited with dirty spores of Bacillus anthracis Sterne and Bacillus thuringiensis Al Hakam | kaolin | Physical |  |  |  |  | 4 | cm^2 | 0.0004 | m^2 |  |  |  | 0 |  |  |  |  | 75 |  | 70 | Nylon | steady-state conditions | 4320 | 4 |  | 6.9 | LSurv | 0.2 |  |  |  | 7.1 | 5 | [12 empty] | /cm^2 |  |  |  |  | 7.1
Buhr 2015 Test methods and response surface models for hot, humid air decontamition of materials contamited with dirty spores of Bacillus anthracis Sterne and Bacillus thuringiensis Al Hakam | kaolin | Physical |  |  |  |  | 4 | cm^2 | 0.0004 | m^2 |  |  |  | 0 |  |  |  |  | 55 |  | 70 | Nylon | steady-state conditions | 4320 | 1 |  | 7 | LSurv | 0.3 |  |  |  | 7.1 | 5 | [12 empty] | /cm^2 |  |  |  |  | 7.1
Buhr 2015 Test methods and response surface models for hot, humid air decontamition of materials contamited with dirty spores of Bacillus anthracis Sterne and Bacillus thuringiensis Al Hakam | Kaolin | Physical |  |  |  |  | 4 | cm^2 | 0.0004 | m^2 |  |  |  | 0 |  |  |  |  | 75 |  | 90 | wiring insulation | steady-state conditions | 1440 | 1 |  | 0 | LSurv | 0 |  |  |  | 7.2 | 5 | [12 empty] | /cm^2 |  |  |  |  | 7.2
Buhr 2015 Test methods and response surface models for hot, humid air decontamition of materials contamited with dirty spores of Bacillus anthracis Sterne and Bacillus thuringiensis Al Hakam | Kaolin | Physical |  |  |  |  | 4 | cm^2 | 0.0004 | m^2 |  |  |  | 0 |  |  |  |  | 55 |  | 90 | wiring insulation | steady-state conditions | 1440 | 1 |  | 6.2 | LSurv | 0.9 |  |  |  | 7.2 | 5 | [12 empty] | /cm^2 |  |  |  |  | 7.2
Buhr 2015 Test methods and response surface models for hot, humid air decontamition of materials contamited with dirty spores of Bacillus anthracis Sterne and Bacillus thuringiensis Al Hakam | Kaolin | Physical |  |  |  |  | 4 | cm^2 | 0.0004 | m^2 |  |  |  | 0 |  |  |  |  | 75 |  | 90 | aluminum with aircraft performance coating | steady-state conditions | 1440 | 1 |  | 0 | LSurv | 0 |  |  |  | 7.2 | 5 | [12 empty] | /cm^2 |  |  |  |  | 7.2
Buhr 2015 Test methods and response surface models for hot, humid air decontamition of materials contamited with dirty spores of Bacillus anthracis Sterne and Bacillus thuringiensis Al Hakam | Kaolin | Physical |  |  |  |  | 4 | cm^2 | 0.0004 | m^2 |  |  |  | 0 |  |  |  |  | 55 |  | 90 | aluminum with aircraft performance coating | steady-state conditions | 1440 | 1 |  | 6.8 | LSurv | 0.1 |  |  |  | 7.2 | 5 | [12 empty] | /cm^2 |  |  |  |  | 7.2
Buhr 2015 Test methods and response surface models for hot, humid air decontamition of materials contamited with dirty spores of Bacillus anthracis Sterne and Bacillus thuringiensis Al Hakam | Kaolin | Physical |  |  |  |  | 4 | cm^2 | 0.0004 | m^2 |  |  |  | 0 |  |  |  |  | 75 |  | 90 | anti-skid grit tape | steady-state conditions | 1440 | 2 |  | 0 | LSurv | 0 |  |  |  | 7.2 | 5 | [12 empty] | /cm^2 |  |  |  |  | 7.2
Buhr 2015 Test methods and response surface models for hot, humid air decontamition of materials contamited with dirty spores of Bacillus anthracis Sterne and Bacillus thuringiensis Al Hakam | Kaolin | Physical |  |  |  |  | 4 | cm^2 | 0.0004 | m^2 |  |  |  | 0 |  |  |  |  | 55 |  | 90 | anti-skid grit tape | steady-state conditions | 1440 | 2 |  | 7 | LSurv | 0.7 |  |  |  | 7.2 | 5 | [12 empty] | /cm^2 |  |  |  |  | 7.2
Buhr 2015 Test methods and response surface models for hot, humid air decontamition of materials contamited with dirty spores of Bacillus anthracis Sterne and Bacillus thuringiensis Al Hakam | Kaolin | Physical |  |  |  |  | 4 | cm^2 | 0.0004 | m^2 |  |  |  | 0 |  |  |  |  | 75 |  | 90 | Plastic | steady-state conditions | 1440 | 2 |  | 0 | LSurv | 0 |  |  |  | 7.2 | 5 | [12 empty] | /cm^2 |  |  |  |  | 7.2
Buhr 2015 Test methods and response surface models for hot, humid air decontamition of materials contamited with dirty spores of Bacillus anthracis Sterne and Bacillus thuringiensis Al Hakam | Kaolin | Physical |  |  |  |  | 4 | cm^2 | 0.0004 | m^2 |  |  |  | 0 |  |  |  |  | 55 |  | 90 | Plastic | steady-state conditions | 1440 | 2 |  | 6.5 | LSurv | 0.5 |  |  |  | 7.2 | 5 | [12 empty] | /cm^2 |  |  |  |  | 7.2
Buhr 2015 Test methods and response surface models for hot, humid air decontamition of materials contamited with dirty spores of Bacillus anthracis Sterne and Bacillus thuringiensis Al Hakam | Kaolin | Physical |  |  |  |  | 4 | cm^2 | 0.0004 | m^2 |  |  |  | 0 |  |  |  |  | 75 |  | 90 | Nylon | steady-state conditions | 1440 | 2 |  | 6.7 | LSurv | 0.3 |  |  |  | 7.2 | 5 | [12 empty] | /cm^2 |  |  |  |  | 7.2
Buhr 2015 Test methods and response surface models for hot, humid air decontamition of materials contamited with dirty spores of Bacillus anthracis Sterne and Bacillus thuringiensis Al Hakam | Kaolin | Physical |  |  |  |  | 4 | cm^2 | 0.0004 | m^2 |  |  |  | 0 |  |  |  |  | 55 |  | 90 | Nylon | steady-state conditions | 1440 | 2 |  | 7.2 | LSurv | 0.1 |  |  |  | 7.2 | 5 | [12 empty] | /cm^2 |  |  |  |  | 7.2
Buhr 2015 Test methods and response surface models for hot, humid air decontamition of materials contamited with dirty spores of Bacillus anthracis Sterne and Bacillus thuringiensis Al Hakam | Kaolin | Physical |  |  |  |  | 4 | cm^2 | 0.0004 | m^2 |  |  |  | 0 |  |  |  |  | 75 |  | 90 | wiring insulation | steady-state conditions | 1440 | 2 |  | 0 | LSurv | 0 |  |  |  | 7.2 | 5 | [12 empty] | /cm^2 |  |  |  |  | 7.2
Buhr 2015 Test methods and response surface models for hot, humid air decontamition of materials contamited with dirty spores of Bacillus anthracis Sterne and Bacillus thuringiensis Al Hakam | Kaolin | Physical |  |  |  |  | 4 | cm^2 | 0.0004 | m^2 |  |  |  | 0 |  |  |  |  | 55 |  | 90 | wiring insulation | steady-state conditions | 1440 | 2 |  | 6.2 | LSurv | 0.9 |  |  |  | 7.2 | 5 | [12 empty] | /cm^2 |  |  |  |  | 7.2
Buhr 2015 Test methods and response surface models for hot, humid air decontamition of materials contamited with dirty spores of Bacillus anthracis Sterne and Bacillus thuringiensis Al Hakam | Kaolin | Physical |  |  |  |  | 4 | cm^2 | 0.0004 | m^2 |  |  |  | 0 |  |  |  |  | 75 |  | 90 | aluminum with aircraft performance coating | steady-state conditions | 1440 | 2 |  | 0 | LSurv | 0 |  |  |  | 7.2 | 5 | [12 empty] | /cm^2 |  |  |  |  | 7.2
Buhr 2015 Test methods and response surface models for hot, humid air decontamition of materials contamited with dirty spores of Bacillus anthracis Sterne and Bacillus thuringiensis Al Hakam | Kaolin | Physical |  |  |  |  | 4 | cm^2 | 0.0004 | m^2 |  |  |  | 0 |  |  |  |  | 55 |  | 90 | aluminum with aircraft performance coating | steady-state conditions | 1440 | 2 |  | 6.8 | LSurv | 0.1 |  |  |  | 7.2 | 5 | [12 empty] | /cm^2 |  |  |  |  | 7.2
Buhr 2015 Test methods and response surface models for hot, humid air decontamition of materials contamited with dirty spores of Bacillus anthracis Sterne and Bacillus thuringiensis Al Hakam | Kaolin | Physical |  |  |  |  | 4 | cm^2 | 0.0004 | m^2 |  |  |  | 0 |  |  |  |  | 75 |  | 90 | anti-skid grit tape | steady-state conditions | 1440 | 2 |  | 0 | LSurv | 0 |  |  |  | 7.2 | 5 | [12 empty] | /cm^2 |  |  |  |  | 7.2
Buhr 2015 Test methods and response surface models for hot, humid air decontamition of materials contamited with dirty spores of Bacillus anthracis Sterne and Bacillus thuringiensis Al Hakam | Kaolin | Physical |  |  |  |  | 4 | cm^2 | 0.0004 | m^2 |  |  |  | 0 |  |  |  |  | 55 |  | 90 | anti-skid grit tape | steady-state conditions | 1440 | 2 |  | 7 | LSurv | 0.7 |  |  |  | 7.2 | 5 | [12 empty] | /cm^2 |  |  |  |  | 7.2
Buhr 2015 Test methods and response surface models for hot, humid air decontamition of materials contamited with dirty spores of Bacillus anthracis Sterne and Bacillus thuringiensis Al Hakam | Kaolin | Physical |  |  |  |  | 4 | cm^2 | 0.0004 | m^2 |  |  |  | 0 |  |  |  |  | 75 |  | 90 | Plastic | steady-state conditions | 1440 | 2 |  | 0 | LSurv | 0 |  |  |  | 7.2 | 5 | [12 empty] | /cm^2 |  |  |  |  | 7.2
Buhr 2015 Test methods and response surface models for hot, humid air decontamition of materials contamited with dirty spores of Bacillus anthracis Sterne and Bacillus thuringiensis Al Hakam | Kaolin | Physical |  |  |  |  | 4 | cm^2 | 0.0004 | m^2 |  |  |  | 0 |  |  |  |  | 55 |  | 90 | Plastic | steady-state conditions | 1440 | 2 |  | 6.5 | LSurv | 0.5 |  |  |  | 7.2 | 5 | [12 empty] | /cm^2 |  |  |  |  | 7.2
Buhr 2015 Test methods and response surface models for hot, humid air decontamition of materials contamited with dirty spores of Bacillus anthracis Sterne and Bacillus thuringiensis Al Hakam | Kaolin | Physical |  |  |  |  | 4 | cm^2 | 0.0004 | m^2 |  |  |  | 0 |  |  |  |  | 75 |  | 90 | Nylon | steady-state conditions | 1440 | 2 |  | 6.7 | LSurv | 0.3 |  |  |  | 7.2 | 5 | [12 empty] | /cm^2 |  |  |  |  | 7.2
Buhr 2015 Test methods and response surface models for hot, humid air decontamition of materials contamited with dirty spores of Bacillus anthracis Sterne and Bacillus thuringiensis Al Hakam | Kaolin | Physical |  |  |  |  | 4 | cm^2 | 0.0004 | m^2 |  |  |  | 0 |  |  |  |  | 55 |  | 90 | Nylon | steady-state conditions | 1440 | 6 |  | 7.2 | LSurv | 0.1 |  |  |  | 7.2 | 5 | [12 empty] | /cm^2 |  |  |  |  | 7.2
Buhr 2015 Test methods and response surface models for hot, humid air decontamition of materials contamited with dirty spores of Bacillus anthracis Sterne and Bacillus thuringiensis Al Hakam | Kaolin | Physical |  |  |  |  | 4 | cm^2 | 0.0004 | m^2 |  |  |  | 0 |  |  |  |  | 65 |  | 90 | wiring insulation | steady-state conditions | 2880 | 3 |  | 0 | LSurv | 0 |  |  |  | 6.9 | 5 | [12 empty] | /cm^2 |  |  |  |  | 6.9
Buhr 2015 Test methods and response surface models for hot, humid air decontamition of materials contamited with dirty spores of Bacillus anthracis Sterne and Bacillus thuringiensis Al Hakam | Kaolin | Physical |  |  |  |  | 4 | cm^2 | 0.0004 | m^2 |  |  |  | 0 |  |  |  |  | 65 |  | 90 | aluminum with aircraft performance coating | steady-state conditions | 2880 | 3 |  | 3.3 | LSurv | 0.04 |  |  |  | 6.9 | 5 | [12 empty] | /cm^2 |  |  |  |  | 6.9
Buhr 2015 Test methods and response surface models for hot, humid air decontamition of materials contamited with dirty spores of Bacillus anthracis Sterne and Bacillus thuringiensis Al Hakam | Kaolin | Physical |  |  |  |  | 4 | cm^2 | 0.0004 | m^2 |  |  |  | 0 |  |  |  |  | 65 |  | 90 | anti-skid grit tape | steady-state conditions | 2880 | 3 |  | 0 | LSurv | 0 |  |  |  | 6.9 | 5 | [12 empty] | /cm^2 |  |  |  |  | 6.9
Buhr 2015 Test methods and response surface models for hot, humid air decontamition of materials contamited with dirty spores of Bacillus anthracis Sterne and Bacillus thuringiensis Al Hakam | Kaolin | Physical |  |  |  |  | 4 | cm^2 | 0.0004 | m^2 |  |  |  | 0 |  |  |  |  | 65 |  | 90 | Plastic | steady-state conditions | 2880 | 6 |  | 0 | LSurv | 0 |  |  |  | 6.9 | 5 | [12 empty] | /cm^2 |  |  |  |  | 6.9
Buhr 2015 Test methods and response surface models for hot, humid air decontamition of materials contamited with dirty spores of Bacillus anthracis Sterne and Bacillus thuringiensis Al Hakam | Kaolin | Physical |  |  |  |  | 4 | cm^2 | 0.0004 | m^2 |  |  |  | 0 |  |  |  |  | 65 |  | 90 | Nylon | steady-state conditions | 2880 | 6 |  | 6.4 | LSurv | 0.04 |  |  |  | 6.9 | 5 | [12 empty] | /cm^2 |  |  |  |  | 6.9
Buhr 2015 Test methods and response surface models for hot, humid air decontamition of materials contamited with dirty spores of Bacillus anthracis Sterne and Bacillus thuringiensis Al Hakam | Kaolin | Physical |  |  |  |  | 4 | cm^2 | 0.0004 | m^2 |  |  |  | 0 |  |  |  |  | 75 |  | 90 | wiring insulation | steady-state conditions | 4320 | 6 |  | 0 | LSurv | 0 |  |  |  | 7.2 | 5 | [12 empty] | /cm^2 |  |  |  |  | 7.2
Buhr 2015 Test methods and response surface models for hot, humid air decontamition of materials contamited with dirty spores of Bacillus anthracis Sterne and Bacillus thuringiensis Al Hakam | Kaolin | Physical |  |  |  |  | 4 | cm^2 | 0.0004 | m^2 |  |  |  | 0 |  |  |  |  | 55 |  | 90 | wiring insulation | steady-state conditions | 4320 | 6 |  | 2.1 | LSurv | 0.21 |  |  |  | 7.2 | 5 | [12 empty] | /cm^2 |  |  |  |  | 7.2
Buhr 2015 Test methods and response surface models for hot, humid air decontamition of materials contamited with dirty spores of Bacillus anthracis Sterne and Bacillus thuringiensis Al Hakam | Kaolin | Physical |  |  |  |  | 4 | cm^2 | 0.0004 | m^2 |  |  |  | 0 |  |  |  |  | 75 |  | 90 | aluminum with aircraft performance coating | steady-state conditions | 4320 | 6 |  | 0 | LSurv | 0 |  |  |  | 7.2 | 5 | [12 empty] | /cm^2 |  |  |  |  | 7.2
Buhr 2015 Test methods and response surface models for hot, humid air decontamition of materials contamited with dirty spores of Bacillus anthracis Sterne and Bacillus thuringiensis Al Hakam | Kaolin | Physical |  |  |  |  | 4 | cm^2 | 0.0004 | m^2 |  |  |  | 0 |  |  |  |  | 55 |  | 90 | aluminum with aircraft performance coating | steady-state conditions | 4320 | 6 |  | 6.6 | LSurv | 0.2 |  |  |  | 7.2 | 5 | [12 empty] | /cm^2 |  |  |  |  | 7.2
Buhr 2015 Test methods and response surface models for hot, humid air decontamition of materials contamited with dirty spores of Bacillus anthracis Sterne and Bacillus thuringiensis Al Hakam | Kaolin | Physical |  |  |  |  | 4 | cm^2 | 0.0004 | m^2 |  |  |  | 0 |  |  |  |  | 75 |  | 90 | anti-skid grit tape | steady-state conditions | 4320 | 2 |  | 0 | LSurv | 0 |  |  |  | 7.2 | 5 | [12 empty] | /cm^2 |  |  |  |  | 7.2
Buhr 2015 Test methods and response surface models for hot, humid air decontamition of materials contamited with dirty spores of Bacillus anthracis Sterne and Bacillus thuringiensis Al Hakam | Kaolin | Physical |  |  |  |  | 4 | cm^2 | 0.0004 | m^2 |  |  |  | 0 |  |  |  |  | 55 |  | 90 | anti-skid grit tape | steady-state conditions | 4320 | 2 |  | 6.3 | LSurv | 0.5 |  |  |  | 7.2 | 5 | [12 empty] | /cm^2 |  |  |  |  | 7.2
Buhr 2015 Test methods and response surface models for hot, humid air decontamition of materials contamited with dirty spores of Bacillus anthracis Sterne and Bacillus thuringiensis Al Hakam | Kaolin | Physical |  |  |  |  | 4 | cm^2 | 0.0004 | m^2 |  |  |  | 0 |  |  |  |  | 75 |  | 90 | Plastic | steady-state conditions | 4320 | 2 |  | 0 | LSurv | 0 |  |  |  | 7.2 | 5 | [12 empty] | /cm^2 |  |  |  |  | 7.2
Buhr 2015 Test methods and response surface models for hot, humid air decontamition of materials contamited with dirty spores of Bacillus anthracis Sterne and Bacillus thuringiensis Al Hakam | Kaolin | Physical |  |  |  |  | 4 | cm^2 | 0.0004 | m^2 |  |  |  | 0 |  |  |  |  | 55 |  | 90 | Plastic | steady-state conditions | 4320 | 2 |  | 2.1 | LSurv | 0.23 |  |  |  | 7.2 | 5 | [12 empty] | /cm^2 |  |  |  |  | 7.2
Buhr 2015 Test methods and response surface models for hot, humid air decontamition of materials contamited with dirty spores of Bacillus anthracis Sterne and Bacillus thuringiensis Al Hakam | Kaolin | Physical |  |  |  |  | 4 | cm^2 | 0.0004 | m^2 |  |  |  | 0 |  |  |  |  | 75 |  | 90 | Nylon | steady-state conditions | 4320 | 2 |  | 1.1 | LSurv | 0.16 |  |  |  | 7.2 | 5 | [12 empty] | /cm^2 |  |  |  |  | 7.2
Buhr 2015 Test methods and response surface models for hot, humid air decontamition of materials contamited with dirty spores of Bacillus anthracis Sterne and Bacillus thuringiensis Al Hakam | Kaolin | Physical |  |  |  |  | 4 | cm^2 | 0.0004 | m^2 |  |  |  | 0 |  |  |  |  | 55 |  | 90 | Nylon | steady-state conditions | 4320 | 5 |  | 7.1 | LSurv | 0.1 |  |  |  | 7.2 | 5 | [12 empty] | /cm^2 |  |  |  |  | 7.2
Buhr 2015 Test methods and response surface models for hot, humid air decontamition of materials contamited with dirty spores of Bacillus anthracis Sterne and Bacillus thuringiensis Al Hakam | Kaolin | Physical |  |  |  |  | 4 | cm^2 | 0.0004 | m^2 |  |  |  | 0 |  |  |  |  | 65 |  | 80 | wiring insulation | steady-state conditions | 1440 | 5 |  | 1.8 | LSurv | 0.16 |  |  |  | 6.9 | 5 | [12 empty] | /cm^2 |  |  |  |  | 6.9
Buhr 2015 Test methods and response surface models for hot, humid air decontamition of materials contamited with dirty spores of Bacillus anthracis Sterne and Bacillus thuringiensis Al Hakam | Kaolin | Physical |  |  |  |  | 4 | cm^2 | 0.0004 | m^2 |  |  |  | 0 |  |  |  |  | 65 |  | 80 | aluminum with aircraft performance coating | steady-state conditions | 1440 | 5 |  | 5.9 | LSurv | 0.05 |  |  |  | 6.9 | 5 | [12 empty] | /cm^2 |  |  |  |  | 6.9
Buhr 2015 Test methods and response surface models for hot, humid air decontamition of materials contamited with dirty spores of Bacillus anthracis Sterne and Bacillus thuringiensis Al Hakam | Kaolin | Physical |  |  |  |  | 4 | cm^2 | 0.0004 | m^2 |  |  |  | 0 |  |  |  |  | 65 |  | 80 | anti-skid grit tape | steady-state conditions | 1440 | 5 |  | 4.4 | LSurv | 0.1 |  |  |  | 6.9 | 5 | [12 empty] | /cm^2 |  |  |  |  | 6.9
Buhr 2015 Test methods and response surface models for hot, humid air decontamition of materials contamited with dirty spores of Bacillus anthracis Sterne and Bacillus thuringiensis Al Hakam | Kaolin | Physical |  |  |  |  | 4 | cm^2 | 0.0004 | m^2 |  |  |  | 0 |  |  |  |  | 65 |  | 80 | Plastic | steady-state conditions | 1440 | 5 |  | 5.5 | LSurv | 0.03 |  |  |  | 6.9 | 5 | [12 empty] | /cm^2 |  |  |  |  | 6.9
Buhr 2015 Test methods and response surface models for hot, humid air decontamition of materials contamited with dirty spores of Bacillus anthracis Sterne and Bacillus thuringiensis Al Hakam | Kaolin | Physical |  |  |  |  | 4 | cm^2 | 0.0004 | m^2 |  |  |  | 0 |  |  |  |  | 65 |  | 80 | Nylon | steady-state conditions | 1440 | 3 |  | 6.6 | LSurv | 0.02 |  |  |  | 6.9 | 5 | [12 empty] | /cm^2 |  |  |  |  | 6.9
Buhr 2015 Test methods and response surface models for hot, humid air decontamition of materials contamited with dirty spores of Bacillus anthracis Sterne and Bacillus thuringiensis Al Hakam | Kaolin | Physical |  |  |  |  | 4 | cm^2 | 0.0004 | m^2 |  |  |  | 0 |  |  |  |  | 75 |  | 80 | wiring insulation | steady-state conditions | 2880 | 3 |  | 0 | LSurv | 0 |  |  |  | 6.9 | 5 | [12 empty] | /cm^2 |  |  |  |  | 6.9
Buhr 2015 Test methods and response surface models for hot, humid air decontamition of materials contamited with dirty spores of Bacillus anthracis Sterne and Bacillus thuringiensis Al Hakam | Kaolin | Physical |  |  |  |  | 4 | cm^2 | 0.0004 | m^2 |  |  |  | 0 |  |  |  |  | 65 |  | 80 | wiring insulation | steady-state conditions | 2880 | 3 |  | 3.3 | LSurv | 0.9 |  |  |  | 7.2 | 5 | [12 empty] | /cm^2 |  |  |  |  | 7.2
Buhr 2015 Test methods and response surface models for hot, humid air decontamition of materials contamited with dirty spores of Bacillus anthracis Sterne and Bacillus thuringiensis Al Hakam | Kaolin | Physical |  |  |  |  | 4 | cm^2 | 0.0004 | m^2 |  |  |  | 0 |  |  |  |  | 55 |  | 80 | wiring insulation | steady-state conditions | 2880 | 3 |  | 6.2 | LSurv | 0.06 |  |  |  | 6.9 | 5 | [12 empty] | /cm^2 |  |  |  |  | 6.9
Buhr 2015 Test methods and response surface models for hot, humid air decontamition of materials contamited with dirty spores of Bacillus anthracis Sterne and Bacillus thuringiensis Al Hakam | Kaolin | Physical |  |  |  |  | 4 | cm^2 | 0.0004 | m^2 |  |  |  | 0 |  |  |  |  | 75 |  | 80 | aluminum with aircraft performance coating | steady-state conditions | 2880 | 3 |  | 0 | LSurv | 0 |  |  |  | 6.9 | 5 | [12 empty] | /cm^2 |  |  |  |  | 6.9
Buhr 2015 Test methods and response surface models for hot, humid air decontamition of materials contamited with dirty spores of Bacillus anthracis Sterne and Bacillus thuringiensis Al Hakam | Kaolin | Physical |  |  |  |  | 4 | cm^2 | 0.0004 | m^2 |  |  |  | 0 |  |  |  |  | 65 |  | 80 | aluminum with aircraft performance coating | steady-state conditions | 2880 | 6 |  | 5.4 | LSurv | 0.7 |  |  |  | 7.2 | 5 | [12 empty] | /cm^2 |  |  |  |  | 7.2
Buhr 2015 Test methods and response surface models for hot, humid air decontamition of materials contamited with dirty spores of Bacillus anthracis Sterne and Bacillus thuringiensis Al Hakam | Kaolin | Physical |  |  |  |  | 4 | cm^2 | 0.0004 | m^2 |  |  |  | 0 |  |  |  |  | 55 |  | 80 | aluminum with aircraft performance coating | steady-state conditions | 2880 | 6 |  | 6.7 | LSurv | 0.03 |  |  |  | 6.9 | 5 | [12 empty] | /cm^2 |  |  |  |  | 6.9
Buhr 2015 Test methods and response surface models for hot, humid air decontamition of materials contamited with dirty spores of Bacillus anthracis Sterne and Bacillus thuringiensis Al Hakam | Kaolin | Physical |  |  |  |  | 4 | cm^2 | 0.0004 | m^2 |  |  |  | 0 |  |  |  |  | 75 |  | 80 | anti-skid grit tape | steady-state conditions | 2880 | 6 |  | 0 | LSurv | 0 |  |  |  | 6.9 | 5 | [12 empty] | /cm^2 |  |  |  |  | 6.9
Buhr 2015 Test methods and response surface models for hot, humid air decontamition of materials contamited with dirty spores of Bacillus anthracis Sterne and Bacillus thuringiensis Al Hakam | Kaolin | Physical |  |  |  |  | 4 | cm^2 | 0.0004 | m^2 |  |  |  | 0 |  |  |  |  | 65 |  | 80 | anti-skid grit tape | steady-state conditions | 2880 | 6 |  | 4.8 | LSurv | 0.12 |  |  |  | 7.2 | 5 | [12 empty] | /cm^2 |  |  |  |  | 7.2
Buhr 2015 Test methods and response surface models for hot, humid air decontamition of materials contamited with dirty spores of Bacillus anthracis Sterne and Bacillus thuringiensis Al Hakam | Kaolin | Physical |  |  |  |  | 4 | cm^2 | 0.0004 | m^2 |  |  |  | 0 |  |  |  |  | 55 |  | 80 | anti-skid grit tape | steady-state conditions | 2880 | 6 |  | 6.4 | LSurv | 0.05 |  |  |  | 6.9 | 5 | [12 empty] | /cm^2 |  |  |  |  | 6.9
Buhr 2015 Test methods and response surface models for hot, humid air decontamition of materials contamited with dirty spores of Bacillus anthracis Sterne and Bacillus thuringiensis Al Hakam | Kaolin | Physical |  |  |  |  | 4 | cm^2 | 0.0004 | m^2 |  |  |  | 0 |  |  |  |  | 75 |  | 80 | Plastic | steady-state conditions | 2880 | 1 |  | 2.2 | LSurv | 0.04 |  |  |  | 6.9 | 5 | [12 empty] | /cm^2 |  |  |  |  | 6.9
Buhr 2015 Test methods and response surface models for hot, humid air decontamition of materials contamited with dirty spores of Bacillus anthracis Sterne and Bacillus thuringiensis Al Hakam | Kaolin | Physical |  |  |  |  | 4 | cm^2 | 0.0004 | m^2 |  |  |  | 0 |  |  |  |  | 65 |  | 80 | Plastic | steady-state conditions | 2880 | 1 |  | 0 | LSurv | 0.1 |  |  |  | 7.2 | 5 | [12 empty] | /cm^2 |  |  |  |  | 7.2
Buhr 2015 Test methods and response surface models for hot, humid air decontamition of materials contamited with dirty spores of Bacillus anthracis Sterne and Bacillus thuringiensis Al Hakam | Kaolin | Physical |  |  |  |  | 4 | cm^2 | 0.0004 | m^2 |  |  |  | 0 |  |  |  |  | 55 |  | 80 | Plastic | steady-state conditions | 2880 | 1 |  | 5.2 | LSurv | 0.06 |  |  |  | 6.9 | 5 | [12 empty] | /cm^2 |  |  |  |  | 6.9
Buhr 2015 Test methods and response surface models for hot, humid air decontamition of materials contamited with dirty spores of Bacillus anthracis Sterne and Bacillus thuringiensis Al Hakam | Kaolin | Physical |  |  |  |  | 4 | cm^2 | 0.0004 | m^2 |  |  |  | 0 |  |  |  |  | 75 |  | 80 | Nylon | steady-state conditions | 2880 | 1 |  | 6 | LSurv | 0.04 |  |  |  | 6.9 | 5 | [12 empty] | /cm^2 |  |  |  |  | 6.9
Buhr 2015 Test methods and response surface models for hot, humid air decontamition of materials contamited with dirty spores of Bacillus anthracis Sterne and Bacillus thuringiensis Al Hakam | Kaolin | Physical |  |  |  |  | 4 | cm^2 | 0.0004 | m^2 |  |  |  | 0 |  |  |  |  | 65 |  | 80 | Nylon | steady-state conditions | 2880 | 1 |  | 7.1 | LSurv | 0.2 |  |  |  | 7.2 | 5 | [12 empty] | /cm^2 |  |  |  |  | 7.2
Buhr 2015 Test methods and response surface models for hot, humid air decontamition of materials contamited with dirty spores of Bacillus anthracis Sterne and Bacillus thuringiensis Al Hakam | Kaolin | Physical |  |  |  |  | 4 | cm^2 | 0.0004 | m^2 |  |  |  | 0 |  |  |  |  | 55 |  | 80 | Nylon | steady-state conditions | 2880 | 1 |  | 6.8 | LSurv | 0.03 |  |  |  | 6.9 | 5 | [12 empty] | /cm^2 |  |  |  |  | 6.9
Buhr 2015 Test methods and response surface models for hot, humid air decontamition of materials contamited with dirty spores of Bacillus anthracis Sterne and Bacillus thuringiensis Al Hakam | Kaolin | Physical |  |  |  |  | 4 | cm^2 | 0.0004 | m^2 |  |  |  | 0 |  |  |  |  | 65 |  | 80 | wiring insulation | steady-state conditions | 4320 | 1 |  | 0 | LSurv | 0 |  |  |  | 6.9 | 5 | [12 empty] | /cm^2 |  |  |  |  | 6.9
Buhr 2015 Test methods and response surface models for hot, humid air decontamition of materials contamited with dirty spores of Bacillus anthracis Sterne and Bacillus thuringiensis Al Hakam | Kaolin | Physical |  |  |  |  | 4 | cm^2 | 0.0004 | m^2 |  |  |  | 0 |  |  |  |  | 65 |  | 80 | aluminum with aircraft performance coating | steady-state conditions | 4320 | 1 |  | 1.6 | LSurv | 0.09 |  |  |  | 6.9 | 5 | [12 empty] | /cm^2 |  |  |  |  | 6.9
Buhr 2015 Test methods and response surface models for hot, humid air decontamition of materials contamited with dirty spores of Bacillus anthracis Sterne and Bacillus thuringiensis Al Hakam | Kaolin | Physical |  |  |  |  | 4 | cm^2 | 0.0004 | m^2 |  |  |  | 0 |  |  |  |  | 65 |  | 80 | anti-skid grit tape | steady-state conditions | 4320 | 1 |  | 4.4 | LSurv | 0.05 |  |  |  | 6.9 | 5 | [12 empty] | /cm^2 |  |  |  |  | 6.9
Buhr 2015 Test methods and response surface models for hot, humid air decontamition of materials contamited with dirty spores of Bacillus anthracis Sterne and Bacillus thuringiensis Al Hakam | Kaolin | Physical |  |  |  |  | 4 | cm^2 | 0.0004 | m^2 |  |  |  | 0 |  |  |  |  | 65 |  | 80 | Plastic | steady-state conditions | 4320 | 1 |  | 0 | LSurv | 0 |  |  |  | 6.9 | 5 | [12 empty] | /cm^2 |  |  |  |  | 6.9
Buhr 2015 Test methods and response surface models for hot, humid air decontamition of materials contamited with dirty spores of Bacillus anthracis Sterne and Bacillus thuringiensis Al Hakam | Kaolin | Physical |  |  |  |  | 4 | cm^2 | 0.0004 | m^2 |  |  |  | 0 |  |  |  |  | 65 |  | 80 | Nylon | steady-state conditions | 4320 | 1 |  | 6.7 | LSurv | 0.04 |  |  |  | 6.9 | 5 | [12 empty] | /cm^2 |  |  |  |  | 6.9
Buhr 2015 Test methods and response surface models for hot, humid air decontamition of materials contamited with dirty spores of Bacillus anthracis Sterne and Bacillus thuringiensis Al Hakam | Kaolin | Physical |  |  |  |  | 4 | cm^2 | 0.0004 | m^2 |  |  |  | 0 |  |  |  |  | 75 |  | 70 | wiring insulation | steady-state conditions | 1440 | 1 |  | 0 | LSurv | 0 |  |  |  | 7.2 | 5 | [12 empty] | /cm^2 |  |  |  |  | 7.2
Buhr 2015 Test methods and response surface models for hot, humid air decontamition of materials contamited with dirty spores of Bacillus anthracis Sterne and Bacillus thuringiensis Al Hakam | Kaolin | Physical |  |  |  |  | 4 | cm^2 | 0.0004 | m^2 |  |  |  | 0 |  |  |  |  | 55 |  | 70 | wiring insulation | steady-state conditions | 1440 | 1 |  | 7 | LSurv | 0.1 |  |  |  | 7.2 | 5 | [12 empty] | /cm^2 |  |  |  |  | 7.2
Buhr 2015 Test methods and response surface models for hot, humid air decontamition of materials contamited with dirty spores of Bacillus anthracis Sterne and Bacillus thuringiensis Al Hakam | Kaolin | Physical |  |  |  |  | 4 | cm^2 | 0.0004 | m^2 |  |  |  | 0 |  |  |  |  | 75 |  | 70 | aluminum with aircraft performance coating | steady-state conditions | 1440 | 1 |  | 3.5 | LSurv | 0.9 |  |  |  | 7.2 | 5 | [12 empty] | /cm^2 |  |  |  |  | 7.2
Buhr 2015 Test methods and response surface models for hot, humid air decontamition of materials contamited with dirty spores of Bacillus anthracis Sterne and Bacillus thuringiensis Al Hakam | Kaolin | Physical |  |  |  |  | 4 | cm^2 | 0.0004 | m^2 |  |  |  | 0 |  |  |  |  | 55 |  | 70 | aluminum with aircraft performance coating | steady-state conditions | 1440 | 1 |  | 7.2 | LSurv | 0.1 |  |  |  | 7.2 | 5 | [12 empty] | /cm^2 |  |  |  |  | 7.2
Buhr 2015 Test methods and response surface models for hot, humid air decontamition of materials contamited with dirty spores of Bacillus anthracis Sterne and Bacillus thuringiensis Al Hakam | Kaolin | Physical |  |  |  |  | 4 | cm^2 | 0.0004 | m^2 |  |  |  | 0 |  |  |  |  | 75 |  | 70 | anti-skid grit tape | steady-state conditions | 1440 | 1 |  | 2.9 | LSurv | 0.15 |  |  |  | 7.2 | 5 | [12 empty] | /cm^2 |  |  |  |  | 7.2
Buhr 2015 Test methods and response surface models for hot, humid air decontamition of materials contamited with dirty spores of Bacillus anthracis Sterne and Bacillus thuringiensis Al Hakam | Kaolin | Physical |  |  |  |  | 4 | cm^2 | 0.0004 | m^2 |  |  |  | 0 |  |  |  |  | 55 |  | 70 | anti-skid grit tape | steady-state conditions | 1440 | 1 |  | 6.8 | LSurv | 0.5 |  |  |  | 7.2 | 5 | [12 empty] | /cm^2 |  |  |  |  | 7.2
Buhr 2015 Test methods and response surface models for hot, humid air decontamition of materials contamited with dirty spores of Bacillus anthracis Sterne and Bacillus thuringiensis Al Hakam | Kaolin | Physical |  |  |  |  | 4 | cm^2 | 0.0004 | m^2 |  |  |  | 0 |  |  |  |  | 75 |  | 70 | Plastic | steady-state conditions | 1440 | 1 |  | 0 | LSurv | 0 |  |  |  | 7.2 | 5 | [12 empty] | /cm^2 |  |  |  |  | 7.2
Buhr 2015 Test methods and response surface models for hot, humid air decontamition of materials contamited with dirty spores of Bacillus anthracis Sterne and Bacillus thuringiensis Al Hakam | Kaolin | Physical |  |  |  |  | 4 | cm^2 | 0.0004 | m^2 |  |  |  | 0 |  |  |  |  | 55 |  | 70 | Plastic | steady-state conditions | 1440 | 1 |  | 7.1 | LSurv | 0.1 |  |  |  | 7.2 | 5 | [12 empty] | /cm^2 |  |  |  |  | 7.2
Buhr 2015 Test methods and response surface models for hot, humid air decontamition of materials contamited with dirty spores of Bacillus anthracis Sterne and Bacillus thuringiensis Al Hakam | Kaolin | Physical |  |  |  |  | 4 | cm^2 | 0.0004 | m^2 |  |  |  | 0 |  |  |  |  | 75 |  | 70 | Nylon | steady-state conditions | 1440 | 1 |  | 7.2 | LSurv | 0.1 |  |  |  | 7.2 | 5 | [12 empty] | /cm^2 |  |  |  |  | 7.2
Buhr 2015 Test methods and response surface models for hot, humid air decontamition of materials contamited with dirty spores of Bacillus anthracis Sterne and Bacillus thuringiensis Al Hakam | Kaolin | Physical |  |  |  |  | 4 | cm^2 | 0.0004 | m^2 |  |  |  | 0 |  |  |  |  | 55 |  | 70 | Nylon | steady-state conditions | 1440 | 1 |  | 7.2 | LSurv | 0.1 |  |  |  | 7.2 | 5 | [12 empty] | /cm^2 |  |  |  |  | 7.2
Buhr 2015 Test methods and response surface models for hot, humid air decontamition of materials contamited with dirty spores of Bacillus anthracis Sterne and Bacillus thuringiensis Al Hakam | Kaolin | Physical |  |  |  |  | 4 | cm^2 | 0.0004 | m^2 |  |  |  | 0 |  |  |  |  | 65 |  | 70 | wiring insulation | steady-state conditions | 2880 | 1 |  | 1.7 | LSurv | 0.16 |  |  |  | 6.9 | 5 | [12 empty] | /cm^2 |  |  |  |  | 6.9
Buhr 2015 Test methods and response surface models for hot, humid air decontamition of materials contamited with dirty spores of Bacillus anthracis Sterne and Bacillus thuringiensis Al Hakam | Kaolin | Physical |  |  |  |  | 4 | cm^2 | 0.0004 | m^2 |  |  |  | 0 |  |  |  |  | 65 |  | 70 | aluminum with aircraft performance coating | steady-state conditions | 2880 | 1 |  | 5.7 | LSurv | 0.06 |  |  |  | 6.9 | 5 | [12 empty] | /cm^2 |  |  |  |  | 6.9
Buhr 2015 Test methods and response surface models for hot, humid air decontamition of materials contamited with dirty spores of Bacillus anthracis Sterne and Bacillus thuringiensis Al Hakam | Kaolin | Physical |  |  |  |  | 4 | cm^2 | 0.0004 | m^2 |  |  |  | 0 |  |  |  |  | 65 |  | 70 | anti-skid grit tape | steady-state conditions | 2880 | 1 |  | 4.4 | LSurv | 0.12 |  |  |  | 6.9 | 5 | [12 empty] | /cm^2 |  |  |  |  | 6.9
Buhr 2015 Test methods and response surface models for hot, humid air decontamition of materials contamited with dirty spores of Bacillus anthracis Sterne and Bacillus thuringiensis Al Hakam | Kaolin | Physical |  |  |  |  | 4 | cm^2 | 0.0004 | m^2 |  |  |  | 0 |  |  |  |  | 65 |  | 70 | Plastic | steady-state conditions | 2880 | 1 |  | 1 | LSurv | 0.05 |  |  |  | 6.9 | 5 | [12 empty] | /cm^2 |  |  |  |  | 6.9
Buhr 2015 Test methods and response surface models for hot, humid air decontamition of materials contamited with dirty spores of Bacillus anthracis Sterne and Bacillus thuringiensis Al Hakam | Kaolin | Physical |  |  |  |  | 4 | cm^2 | 0.0004 | m^2 |  |  |  | 0 |  |  |  |  | 65 |  | 70 | Nylon | steady-state conditions | 2880 | 1 |  | 6.7 | LSurv | 0.03 |  |  |  | 6.9 | 5 | [12 empty] | /cm^2 |  |  |  |  | 6.9
Buhr 2015 Test methods and response surface models for hot, humid air decontamition of materials contamited with dirty spores of Bacillus anthracis Sterne and Bacillus thuringiensis Al Hakam | Kaolin | Physical |  |  |  |  | 4 | cm^2 | 0.0004 | m^2 |  |  |  | 0 |  |  |  |  | 75 |  | 70 | wiring insulation | steady-state conditions | 4320 | 1 |  | 0 | LSurv | 0 |  |  |  | 7.2 | 5 | [12 empty] | /cm^2 |  |  |  |  | 7.2
Buhr 2015 Test methods and response surface models for hot, humid air decontamition of materials contamited with dirty spores of Bacillus anthracis Sterne and Bacillus thuringiensis Al Hakam | Kaolin | Physical |  |  |  |  | 4 | cm^2 | 0.0004 | m^2 |  |  |  | 0 |  |  |  |  | 55 |  | 70 | wiring insulation | steady-state conditions | 4320 | 1 |  | 7 | LSurv | 0.1 |  |  |  | 7.2 | 5 | [12 empty] | /cm^2 |  |  |  |  | 7.2
Buhr 2015 Test methods and response surface models for hot, humid air decontamition of materials contamited with dirty spores of Bacillus anthracis Sterne and Bacillus thuringiensis Al Hakam | Kaolin | Physical |  |  |  |  | 4 | cm^2 | 0.0004 | m^2 |  |  |  | 0 |  |  |  |  | 75 |  | 70 | aluminum with aircraft performance coating | steady-state conditions | 4320 | 1 |  | 0 | LSurv | 0 |  |  |  | 7.2 | 5 | [12 empty] | /cm^2 |  |  |  |  | 7.2
Buhr 2015 Test methods and response surface models for hot, humid air decontamition of materials contamited with dirty spores of Bacillus anthracis Sterne and Bacillus thuringiensis Al Hakam | Kaolin | Physical |  |  |  |  | 4 | cm^2 | 0.0004 | m^2 |  |  |  | 0 |  |  |  |  | 55 |  | 70 | aluminum with aircraft performance coating | steady-state conditions | 4320 | 1 |  | 7.1 | LSurv | 0.1 |  |  |  | 7.2 | 5 | [12 empty] | /cm^2 |  |  |  |  | 7.2
Buhr 2015 Test methods and response surface models for hot, humid air decontamition of materials contamited with dirty spores of Bacillus anthracis Sterne and Bacillus thuringiensis Al Hakam | Kaolin | Physical |  |  |  |  | 4 | cm^2 | 0.0004 | m^2 |  |  |  | 0 |  |  |  |  | 75 |  | 70 | anti-skid grit tape | steady-state conditions | 4320 | 1 |  | 0 | LSurv | 0 |  |  |  | 7.2 | 5 | [12 empty] | /cm^2 |  |  |  |  | 7.2
Buhr 2015 Test methods and response surface models for hot, humid air decontamition of materials contamited with dirty spores of Bacillus anthracis Sterne and Bacillus thuringiensis Al Hakam | Kaolin | Physical |  |  |  |  | 4 | cm^2 | 0.0004 | m^2 |  |  |  | 0 |  |  |  |  | 55 |  | 70 | anti-skid grit tape | steady-state conditions | 4320 | 1 |  | 7.1 | LSurv | 0.7 |  |  |  | 7.2 | 5 | [12 empty] | /cm^2 |  |  |  |  | 7.2
Buhr 2015 Test methods and response surface models for hot, humid air decontamition of materials contamited with dirty spores of Bacillus anthracis Sterne and Bacillus thuringiensis Al Hakam | Kaolin | Physical |  |  |  |  | 4 | cm^2 | 0.0004 | m^2 |  |  |  | 0 |  |  |  |  | 75 |  | 70 | Plastic | steady-state conditions | 4320 | 1 |  | 1.1 | LSurv | 0.2 |  |  |  | 7.2 | 5 | [12 empty] | /cm^2 |  |  |  |  | 7.2
Buhr 2015 Test methods and response surface models for hot, humid air decontamition of materials contamited with dirty spores of Bacillus anthracis Sterne and Bacillus thuringiensis Al Hakam | Kaolin | Physical |  |  |  |  | 4 | cm^2 | 0.0004 | m^2 |  |  |  | 0 |  |  |  |  | 55 |  | 70 | Plastic | steady-state conditions | 4320 | 1 |  | 6.9 | LSurv | 0.2 |  |  |  | 7.2 | 5 | [12 empty] | /cm^2 |  |  |  |  | 7.2
Buhr 2015 Test methods and response surface models for hot, humid air decontamition of materials contamited with dirty spores of Bacillus anthracis Sterne and Bacillus thuringiensis Al Hakam | Kaolin | Physical |  |  |  |  | 4 | cm^2 | 0.0004 | m^2 |  |  |  | 0 |  |  |  |  | 75 |  | 70 | Nylon | steady-state conditions | 4320 | 1 |  | 7.1 | LSurv | 0.2 |  |  |  | 7.2 | 5 | [12 empty] | /cm^2 |  |  |  |  | 7.2
Buhr 2015 Test methods and response surface models for hot, humid air decontamition of materials contamited with dirty spores of Bacillus anthracis Sterne and Bacillus thuringiensis Al Hakam | Kaolin | Physical |  |  |  |  | 4 | cm^2 | 0.0004 | m^2 |  |  |  | 0 |  |  |  |  | 55 |  | 70 | Nylon | steady-state conditions | 4320 | 1 |  | 7.3 | LSurv | 0.1 |  |  |  | 7.2 | 5 | [12 empty] | /cm^2 |  |  |  |  | 7.2
Buhr 2015 Test methods and response surface models for hot, humid air decontamition of materials contamited with dirty spores of Bacillus anthracis Sterne and Bacillus thuringiensis Al Hakam | humic acid and spent sporulation media | Physical |  |  |  |  | 4 | cm^2 | 0.0004 | m^2 |  |  |  | 0 |  |  |  |  | 75 |  | 90 | wiring insulation | steady-state conditions | 1440 | 1 |  | 2.8 | LSurv | 0.14 |  |  |  | 7.3 | 5 | [12 empty] | /cm^2 |  |  |  |  | 7.3
Buhr 2015 Test methods and response surface models for hot, humid air decontamition of materials contamited with dirty spores of Bacillus anthracis Sterne and Bacillus thuringiensis Al Hakam | humic acid and spent sporulation media | Physical |  |  |  |  | 4 | cm^2 | 0.0004 | m^2 |  |  |  | 0 |  |  |  |  | 55 |  | 90 | wiring insulation | steady-state conditions | 1440 | 1 |  | 7.2 | LSurv | 0.1 |  |  |  | 7.3 | 5 | [12 empty] | /cm^2 |  |  |  |  | 7.3
Buhr 2015 Test methods and response surface models for hot, humid air decontamition of materials contamited with dirty spores of Bacillus anthracis Sterne and Bacillus thuringiensis Al Hakam | humic acid and spent sporulation media | Physical |  |  |  |  | 4 | cm^2 | 0.0004 | m^2 |  |  |  | 0 |  |  |  |  | 75 |  | 90 | aluminum with aircraft performance coating | steady-state conditions | 1440 |  |  | 5.8 | LSurv | 0.3 |  |  |  | 7.3 | 5 | [12 empty] | /cm^2 |  |  |  |  | 7.3
Buhr 2015 Test methods and response surface models for hot, humid air decontamition of materials contamited with dirty spores of Bacillus anthracis Sterne and Bacillus thuringiensis Al Hakam | humic acid and spent sporulation media | Physical |  |  |  |  | 4 | cm^2 | 0.0004 | m^2 |  |  |  | 0 |  |  |  |  | 55 |  | 90 | aluminum with aircraft performance coating | steady-state conditions | 1440 |  |  | 7.2 | LSurv | 0 |  |  |  | 7.3 | 5 | [12 empty] | /cm^2 |  |  |  |  | 7.3
Buhr 2015 Test methods and response surface models for hot, humid air decontamition of materials contamited with dirty spores of Bacillus anthracis Sterne and Bacillus thuringiensis Al Hakam | humic acid and spent sporulation media | Physical |  |  |  |  | 4 | cm^2 | 0.0004 | m^2 |  |  |  | 0 |  |  |  |  | 75 |  | 90 | anti-skid grit tape | steady-state conditions | 1440 |  |  | 4.7 | LSurv | 0.5 |  |  |  | 7.3 | 5 | [12 empty] | /cm^2 |  |  |  |  | 7.3
Buhr 2015 Test methods and response surface models for hot, humid air decontamition of materials contamited with dirty spores of Bacillus anthracis Sterne and Bacillus thuringiensis Al Hakam | humic acid and spent sporulation media | Physical |  |  |  |  | 4 | cm^2 | 0.0004 | m^2 |  |  |  | 0 |  |  |  |  | 55 |  | 90 | anti-skid grit tape | steady-state conditions | 1440 |  |  | 7.2 | LSurv | 0 |  |  |  | 7.3 | 5 | [12 empty] | /cm^2 |  |  |  |  | 7.3
Buhr 2015 Test methods and response surface models for hot, humid air decontamition of materials contamited with dirty spores of Bacillus anthracis Sterne and Bacillus thuringiensis Al Hakam | humic acid and spent sporulation media | Physical |  |  |  |  | 4 | cm^2 | 0.0004 | m^2 |  |  |  | 0 |  |  |  |  | 75 |  | 90 | Plastic | steady-state conditions | 1440 |  |  | 6 | LSurv | 0.3 |  |  |  | 7.3 | 5 | [12 empty] | /cm^2 |  |  |  |  | 7.3
Buhr 2015 Test methods and response surface models for hot, humid air decontamition of materials contamited with dirty spores of Bacillus anthracis Sterne and Bacillus thuringiensis Al Hakam | humic acid and spent sporulation media | Physical |  |  |  |  | 4 | cm^2 | 0.0004 | m^2 |  |  |  | 0 |  |  |  |  | 55 |  | 90 | Plastic | steady-state conditions | 1440 |  |  | 7.2 | LSurv | 0.2 |  |  |  | 7.3 | 5 | [12 empty] | /cm^2 |  |  |  |  | 7.3
Buhr 2015 Test methods and response surface models for hot, humid air decontamition of materials contamited with dirty spores of Bacillus anthracis Sterne and Bacillus thuringiensis Al Hakam | humic acid and spent sporulation media | Physical |  |  |  |  | 4 | cm^2 | 0.0004 | m^2 |  |  |  | 0 |  |  |  |  | 75 |  | 90 | Nylon | steady-state conditions | 1440 |  |  | 5 | LSurv | 0.2 |  |  |  | 7.3 | 5 | [12 empty] | /cm^2 |  |  |  |  | 7.3
Buhr 2015 Test methods and response surface models for hot, humid air decontamition of materials contamited with dirty spores of Bacillus anthracis Sterne and Bacillus thuringiensis Al Hakam | humic acid and spent sporulation media | Physical |  |  |  |  | 4 | cm^2 | 0.0004 | m^2 |  |  |  | 0 |  |  |  |  | 55 |  | 90 | Nylon | steady-state conditions | 1440 |  |  | 7.1 | LSurv | 0.1 |  |  |  | 7.3 | 5 | [12 empty] | /cm^2 |  |  |  |  | 7.3
Buhr 2015 Test methods and response surface models for hot, humid air decontamition of materials contamited with dirty spores of Bacillus anthracis Sterne and Bacillus thuringiensis Al Hakam | humic acid and spent sporulation media | Physical | [11 empty] | 0 |  |  |  |  | 75 |  | 90 | Sol Cont | steady-state conditions | 1440 |  |  | 2.7 | LSurv | 0.8 |  |  |  | 7.3 | 5 | [17 empty] | 7.3
Buhr 2015 Test methods and response surface models for hot, humid air decontamition of materials contamited with dirty spores of Bacillus anthracis Sterne and Bacillus thuringiensis Al Hakam | humic acid and spent sporulation media | Physical | [11 empty] | 0 |  |  |  |  | 55 |  | 90 | Sol Cont | steady-state conditions | 1440 |  |  | 7.2 | LSurv | 0.1 |  |  |  | 7.3 | 5 | [17 empty] | 7.3
Buhr 2015 Test methods and response surface models for hot, humid air decontamition of materials contamited with dirty spores of Bacillus anthracis Sterne and Bacillus thuringiensis Al Hakam | humic acid and spent sporulation media | Physical |  |  |  |  | 4 | cm^2 | 0.0004 | m^2 |  |  |  | 0 |  |  |  |  | 65 |  | 90 | wiring insulation | steady-state conditions | 2880 |  |  | 7 | LSurv | 0.1 |  |  |  | 7.3 | 5 | [12 empty] | /cm^2 |  |  |  |  | 7.3
Buhr 2015 Test methods and response surface models for hot, humid air decontamition of materials contamited with dirty spores of Bacillus anthracis Sterne and Bacillus thuringiensis Al Hakam | humic acid and spent sporulation media | Physical |  |  |  |  | 4 | cm^2 | 0.0004 | m^2 |  |  |  | 0 |  |  |  |  | 65 |  | 90 | aluminum with aircraft performance coating | steady-state conditions | 2880 |  |  | 7.2 | LSurv | 0.2 |  |  |  | 7.3 | 5 | [12 empty] | /cm^2 |  |  |  |  | 7.3
Buhr 2015 Test methods and response surface models for hot, humid air decontamition of materials contamited with dirty spores of Bacillus anthracis Sterne and Bacillus thuringiensis Al Hakam | humic acid and spent sporulation media | Physical |  |  |  |  | 4 | cm^2 | 0.0004 | m^2 |  |  |  | 0 |  |  |  |  | 65 |  | 90 | anti-skid grit tape | steady-state conditions | 2880 |  |  | 7.2 | LSurv | 0.2 |  |  |  | 7.3 | 5 | [12 empty] | /cm^2 |  |  |  |  | 7.3
Buhr 2015 Test methods and response surface models for hot, humid air decontamition of materials contamited with dirty spores of Bacillus anthracis Sterne and Bacillus thuringiensis Al Hakam | humic acid and spent sporulation media | Physical |  |  |  |  | 4 | cm^2 | 0.0004 | m^2 |  |  |  | 0 |  |  |  |  | 65 |  | 90 | Plastic | steady-state conditions | 2880 |  |  | 7.2 | LSurv | 0.2 |  |  |  | 7.3 | 5 | [12 empty] | /cm^2 |  |  |  |  | 7.3
Buhr 2015 Test methods and response surface models for hot, humid air decontamition of materials contamited with dirty spores of Bacillus anthracis Sterne and Bacillus thuringiensis Al Hakam | humic acid and spent sporulation media | Physical |  |  |  |  | 4 | cm^2 | 0.0004 | m^2 |  |  |  | 0 |  |  |  |  | 65 |  | 90 | Nylon | steady-state conditions | 2880 |  |  | 7.1 | LSurv | 0.1 |  |  |  | 7.3 | 5 | [12 empty] | /cm^2 |  |  |  |  | 7.3
Buhr 2015 Test methods and response surface models for hot, humid air decontamition of materials contamited with dirty spores of Bacillus anthracis Sterne and Bacillus thuringiensis Al Hakam | humic acid and spent sporulation media | Physical | [11 empty] | 0 |  |  |  |  | 65 |  | 90 | Sol Cont | steady-state conditions | 2880 |  |  | 6.7 | LSurv | 0.4 |  |  |  | 7.3 | 5 | [17 empty] | 7.3
Buhr 2015 Test methods and response surface models for hot, humid air decontamition of materials contamited with dirty spores of Bacillus anthracis Sterne and Bacillus thuringiensis Al Hakam | humic acid and spent sporulation media | Physical |  |  |  |  | 4 | cm^2 | 0.0004 | m^2 |  |  |  | 0 |  |  |  |  | 75 |  | 90 | wiring insulation | steady-state conditions | 4320 |  |  | 0 | LSurv | 0 |  |  |  | 7.3 | 5 | [12 empty] | /cm^2 |  |  |  |  | 7.3
Buhr 2015 Test methods and response surface models for hot, humid air decontamition of materials contamited with dirty spores of Bacillus anthracis Sterne and Bacillus thuringiensis Al Hakam | humic acid and spent sporulation media | Physical |  |  |  |  | 4 | cm^2 | 0.0004 | m^2 |  |  |  | 0 |  |  |  |  | 55 |  | 90 | wiring insulation | steady-state conditions | 4320 |  |  | 7.2 | LSurv | 0.1 |  |  |  | 7.3 | 5 | [12 empty] | /cm^2 |  |  |  |  | 7.3
Buhr 2015 Test methods and response surface models for hot, humid air decontamition of materials contamited with dirty spores of Bacillus anthracis Sterne and Bacillus thuringiensis Al Hakam | humic acid and spent sporulation media | Physical |  |  |  |  | 4 | cm^2 | 0.0004 | m^2 |  |  |  | 0 |  |  |  |  | 75 |  | 90 | aluminum with aircraft performance coating | steady-state conditions | 4320 |  |  | 0 | LSurv | 0 |  |  |  | 7.3 | 5 | [12 empty] | /cm^2 |  |  |  |  | 7.3
Buhr 2015 Test methods and response surface models for hot, humid air decontamition of materials contamited with dirty spores of Bacillus anthracis Sterne and Bacillus thuringiensis Al Hakam | humic acid and spent sporulation media | Physical |  |  |  |  | 4 | cm^2 | 0.0004 | m^2 |  |  |  | 0 |  |  |  |  | 55 |  | 90 | aluminum with aircraft performance coating | steady-state conditions | 4320 |  |  | 7.2 | LSurv | 0.1 |  |  |  | 7.3 | 5 | [12 empty] | /cm^2 |  |  |  |  | 7.3
Buhr 2015 Test methods and response surface models for hot, humid air decontamition of materials contamited with dirty spores of Bacillus anthracis Sterne and Bacillus thuringiensis Al Hakam | humic acid and spent sporulation media | Physical |  |  |  |  | 4 | cm^2 | 0.0004 | m^2 |  |  |  | 0 |  |  |  |  | 75 |  | 90 | anti-skid grit tape | steady-state conditions | 4320 |  |  | 0 | LSurv | 0 |  |  |  | 7.3 | 5 | [12 empty] | /cm^2 |  |  |  |  | 7.3
Buhr 2015 Test methods and response surface models for hot, humid air decontamition of materials contamited with dirty spores of Bacillus anthracis Sterne and Bacillus thuringiensis Al Hakam | humic acid and spent sporulation media | Physical |  |  |  |  | 4 | cm^2 | 0.0004 | m^2 |  |  |  | 0 |  |  |  |  | 55 |  | 90 | anti-skid grit tape | steady-state conditions | 4320 |  |  | 7.2 | LSurv | 0.1 |  |  |  | 7.3 | 5 | [12 empty] | /cm^2 |  |  |  |  | 7.3
Buhr 2015 Test methods and response surface models for hot, humid air decontamition of materials contamited with dirty spores of Bacillus anthracis Sterne and Bacillus thuringiensis Al Hakam | humic acid and spent sporulation media | Physical |  |  |  |  | 4 | cm^2 | 0.0004 | m^2 |  |  |  | 0 |  |  |  |  | 75 |  | 90 | Plastic | steady-state conditions | 4320 |  |  | 0 | LSurv | 0 |  |  |  | 7.3 | 5 | [12 empty] | /cm^2 |  |  |  |  | 7.3
Buhr 2015 Test methods and response surface models for hot, humid air decontamition of materials contamited with dirty spores of Bacillus anthracis Sterne and Bacillus thuringiensis Al Hakam | humic acid and spent sporulation media | Physical |  |  |  |  | 4 | cm^2 | 0.0004 | m^2 |  |  |  | 0 |  |  |  |  | 55 |  | 90 | Plastic | steady-state conditions | 4320 |  |  | 7.2 | LSurv | 0.1 |  |  |  | 7.3 | 5 | [12 empty] | /cm^2 |  |  |  |  | 7.3
Buhr 2015 Test methods and response surface models for hot, humid air decontamition of materials contamited with dirty spores of Bacillus anthracis Sterne and Bacillus thuringiensis Al Hakam | humic acid and spent sporulation media | Physical |  |  |  |  | 4 | cm^2 | 0.0004 | m^2 |  |  |  | 0 |  |  |  |  | 75 |  | 90 | Nylon | steady-state conditions | 4320 |  |  | 0 | LSurv | 0 |  |  |  | 7.3 | 5 | [12 empty] | /cm^2 |  |  |  |  | 7.3
Buhr 2015 Test methods and response surface models for hot, humid air decontamition of materials contamited with dirty spores of Bacillus anthracis Sterne and Bacillus thuringiensis Al Hakam | humic acid and spent sporulation media | Physical |  |  |  |  | 4 | cm^2 | 0.0004 | m^2 |  |  |  | 0 |  |  |  |  | 55 |  | 90 | Nylon | steady-state conditions | 4320 |  |  | 7.2 | LSurv | 0.1 |  |  |  | 7.3 | 5 | [12 empty] | /cm^2 |  |  |  |  | 7.3
Buhr 2015 Test methods and response surface models for hot, humid air decontamition of materials contamited with dirty spores of Bacillus anthracis Sterne and Bacillus thuringiensis Al Hakam | humic acid and spent sporulation media | Physical | [11 empty] | 0 |  |  |  |  | 75 |  | 90 | Sol Cont | steady-state conditions | 4320 |  |  | 0 | LSurv | 0 |  |  |  | 7.3 | 5 | [17 empty] | 7.3
Buhr 2015 Test methods and response surface models for hot, humid air decontamition of materials contamited with dirty spores of Bacillus anthracis Sterne and Bacillus thuringiensis Al Hakam | humic acid and spent sporulation media | Physical | [11 empty] | 0 |  |  |  |  | 55 |  | 90 | Sol Cont | steady-state conditions | 4320 |  |  | 7.2 | LSurv | .1 |  |  |  | 7.3 | 5 | [17 empty] | 7.3
Buhr 2015 Test methods and response surface models for hot, humid air decontamition of materials contamited with dirty spores of Bacillus anthracis Sterne and Bacillus thuringiensis Al Hakam | humic acid and spent sporulation media | Physical |  |  |  |  | 4 | cm^2 | 0.0004 | m^2 |  |  |  | 0 |  |  |  |  | 65 |  | 80 | wiring insulation | steady-state conditions | 1440 |  |  | 7.2 | LSurv | .1 |  |  |  | 7.3 | 5 | [12 empty] | /cm^2 |  |  |  |  | 7.3
Buhr 2015 Test methods and response surface models for hot, humid air decontamition of materials contamited with dirty spores of Bacillus anthracis Sterne and Bacillus thuringiensis Al Hakam | humic acid and spent sporulation media | Physical |  |  |  |  | 4 | cm^2 | 0.0004 | m^2 |  |  |  | 0 |  |  |  |  | 65 |  | 80 | aluminum with aircraft performance coating | steady-state conditions | 1440 |  |  | 7.1 | LSurv | .0 |  |  |  | 7.3 | 5 | [12 empty] | /cm^2 |  |  |  |  | 7.3
Buhr 2015 Test methods and response surface models for hot, humid air decontamition of materials contamited with dirty spores of Bacillus anthracis Sterne and Bacillus thuringiensis Al Hakam | humic acid and spent sporulation media | Physical |  |  |  |  | 4 | cm^2 | 0.0004 | m^2 |  |  |  | 0 |  |  |  |  | 65 |  | 80 | anti-skid grit tape | steady-state conditions | 1440 |  |  | 7.1 | LSurv | .0 |  |  |  | 7.3 | 5 | [12 empty] | /cm^2 |  |  |  |  | 7.3
Buhr 2015 Test methods and response surface models for hot, humid air decontamition of materials contamited with dirty spores of Bacillus anthracis Sterne and Bacillus thuringiensis Al Hakam | humic acid and spent sporulation media | Physical |  |  |  |  | 4 | cm^2 | 0.0004 | m^2 |  |  |  | 0 |  |  |  |  | 65 |  | 80 | Plastic | steady-state conditions | 1440 |  |  | 7.2 | LSurv | .1 |  |  |  | 7.3 | 5 | [12 empty] | /cm^2 |  |  |  |  | 7.3
Buhr 2015 Test methods and response surface models for hot, humid air decontamition of materials contamited with dirty spores of Bacillus anthracis Sterne and Bacillus thuringiensis Al Hakam | humic acid and spent sporulation media | Physical |  |  |  |  | 4 | cm^2 | 0.0004 | m^2 |  |  |  | 0 |  |  |  |  | 65 |  | 80 | Nylon | steady-state conditions | 1440 |  |  | 7.1 | LSurv | .2 |  |  |  | 7.3 | 5 | [12 empty] | /cm^2 |  |  |  |  | 7.3
Buhr 2015 Test methods and response surface models for hot, humid air decontamition of materials contamited with dirty spores of Bacillus anthracis Sterne and Bacillus thuringiensis Al Hakam | humic acid and spent sporulation media | Physical | [11 empty] | 0 |  |  |  |  | 65 |  | 80 | Sol Cont | steady-state conditions | 1440 |  |  | 7.1 | LSurv | .1 |  |  |  | 7.3 | 5 | [17 empty] | 7.3
Buhr 2015 Test methods and response surface models for hot, humid air decontamition of materials contamited with dirty spores of Bacillus anthracis Sterne and Bacillus thuringiensis Al Hakam | humic acid and spent sporulation media | Physical |  |  |  |  | 4 | cm^2 | 0.0004 | m^2 |  |  |  | 0 |  |  |  |  | 75 |  | 80 | wiring insulation | steady-state conditions | 2880 |  |  | 2.9 | LSurv | .13 |  |  |  | 7.3 | 5 | [12 empty] | /cm^2 |  |  |  |  | 7.3
Buhr 2015 Test methods and response surface models for hot, humid air decontamition of materials contamited with dirty spores of Bacillus anthracis Sterne and Bacillus thuringiensis Al Hakam | humic acid and spent sporulation media | Physical |  |  |  |  | 4 | cm^2 | 0.0004 | m^2 |  |  |  | 0 |  |  |  |  | 65 |  | 80 | wiring insulation | steady-state conditions | 2880 |  |  | 7.2 | LSurv | .1 |  |  |  | 7.3 | 5 | [12 empty] | /cm^2 |  |  |  |  | 7.3
Buhr 2015 Test methods and response surface models for hot, humid air decontamition of materials contamited with dirty spores of Bacillus anthracis Sterne and Bacillus thuringiensis Al Hakam | humic acid and spent sporulation media | Physical |  |  |  |  | 4 | cm^2 | 0.0004 | m^2 |  |  |  | 0 |  |  |  |  | 55 |  | 80 | wiring insulation | steady-state conditions | 2880 |  |  | 7.3 | LSurv | .0 |  |  |  | 7.3 | 5 | [12 empty] | /cm^2 |  |  |  |  | 7.3
Buhr 2015 Test methods and response surface models for hot, humid air decontamition of materials contamited with dirty spores of Bacillus anthracis Sterne and Bacillus thuringiensis Al Hakam | humic acid and spent sporulation media | Physical |  |  |  |  | 4 | cm^2 | 0.0004 | m^2 |  |  |  | 0 |  |  |  |  | 75 |  | 80 | aluminum with aircraft performance coating | steady-state conditions | 2880 |  |  | 4.7 | LSurv | .10 |  |  |  | 7.3 | 5 | [12 empty] | /cm^2 |  |  |  |  | 7.3
Buhr 2015 Test methods and response surface models for hot, humid air decontamition of materials contamited with dirty spores of Bacillus anthracis Sterne and Bacillus thuringiensis Al Hakam | humic acid and spent sporulation media | Physical |  |  |  |  | 4 | cm^2 | 0.0004 | m^2 |  |  |  | 0 |  |  |  |  | 65 |  | 80 | aluminum with aircraft performance coating | steady-state conditions | 2880 |  |  | 7.1 | LSurv | .1 |  |  |  | 7.3 | 5 | [12 empty] | /cm^2 |  |  |  |  | 7.3
Buhr 2015 Test methods and response surface models for hot, humid air decontamition of materials contamited with dirty spores of Bacillus anthracis Sterne and Bacillus thuringiensis Al Hakam | humic acid and spent sporulation media | Physical |  |  |  |  | 4 | cm^2 | 0.0004 | m^2 |  |  |  | 0 |  |  |  |  | 55 |  | 80 | aluminum with aircraft performance coating | steady-state conditions | 2880 |  |  | 7.3 | LSurv | .1 |  |  |  | 7.3 | 5 | [12 empty] | /cm^2 |  |  |  |  | 7.3
Buhr 2015 Test methods and response surface models for hot, humid air decontamition of materials contamited with dirty spores of Bacillus anthracis Sterne and Bacillus thuringiensis Al Hakam | humic acid and spent sporulation media | Physical |  |  |  |  | 4 | cm^2 | 0.0004 | m^2 |  |  |  | 0 |  |  |  |  | 75 |  | 80 | anti-skid grit tape | steady-state conditions | 2880 |  |  | 2.8 | LSurv | .15 |  |  |  | 7.3 | 5 | [12 empty] | /cm^2 |  |  |  |  | 7.3
Buhr 2015 Test methods and response surface models for hot, humid air decontamition of materials contamited with dirty spores of Bacillus anthracis Sterne and Bacillus thuringiensis Al Hakam | humic acid and spent sporulation media | Physical |  |  |  |  | 4 | cm^2 | 0.0004 | m^2 |  |  |  | 0 |  |  |  |  | 65 |  | 80 | anti-skid grit tape | steady-state conditions | 2880 |  |  | 7 | LSurv | .2 |  |  |  | 7.3 | 5 | [12 empty] | /cm^2 |  |  |  |  | 7.3
Buhr 2015 Test methods and response surface models for hot, humid air decontamition of materials contamited with dirty spores of Bacillus anthracis Sterne and Bacillus thuringiensis Al Hakam | humic acid and spent sporulation media | Physical |  |  |  |  | 4 | cm^2 | 0.0004 | m^2 |  |  |  | 0 |  |  |  |  | 55 |  | 80 | anti-skid grit tape | steady-state conditions | 2880 |  |  | 7.2 | LSurv | .2 |  |  |  | 7.3 | 5 | [12 empty] | /cm^2 |  |  |  |  | 7.3
Buhr 2015 Test methods and response surface models for hot, humid air decontamition of materials contamited with dirty spores of Bacillus anthracis Sterne and Bacillus thuringiensis Al Hakam | humic acid and spent sporulation media | Physical |  |  |  |  | 4 | cm^2 | 0.0004 | m^2 |  |  |  | 0 |  |  |  |  | 75 |  | 80 | Plastic | steady-state conditions | 2880 |  |  | 4.2 | LSurv | .8 |  |  |  | 7.3 | 5 | [12 empty] | /cm^2 |  |  |  |  | 7.3
Buhr 2015 Test methods and response surface models for hot, humid air decontamition of materials contamited with dirty spores of Bacillus anthracis Sterne and Bacillus thuringiensis Al Hakam | humic acid and spent sporulation media | Physical |  |  |  |  | 4 | cm^2 | 0.0004 | m^2 |  |  |  | 0 |  |  |  |  | 65 |  | 80 | Plastic | steady-state conditions | 2880 |  |  | 7.1 | LSurv | .1 |  |  |  | 7.3 | 5 | [12 empty] | /cm^2 |  |  |  |  | 7.3
Buhr 2015 Test methods and response surface models for hot, humid air decontamition of materials contamited with dirty spores of Bacillus anthracis Sterne and Bacillus thuringiensis Al Hakam | humic acid and spent sporulation media | Physical |  |  |  |  | 4 | cm^2 | 0.0004 | m^2 |  |  |  | 0 |  |  |  |  | 55 |  | 80 | Plastic | steady-state conditions | 2880 |  |  | 7.3 | LSurv | .0 |  |  |  | 7.3 | 5 | [12 empty] | /cm^2 |  |  |  |  | 7.3
Buhr 2015 Test methods and response surface models for hot, humid air decontamition of materials contamited with dirty spores of Bacillus anthracis Sterne and Bacillus thuringiensis Al Hakam | humic acid and spent sporulation media | Physical |  |  |  |  | 4 | cm^2 | 0.0004 | m^2 |  |  |  | 0 |  |  |  |  | 75 |  | 80 | Nylon | steady-state conditions | 2880 |  |  | 5.9 | LSurv | .2 |  |  |  | 7.3 | 5 | [12 empty] | /cm^2 |  |  |  |  | 7.3
Buhr 2015 Test methods and response surface models for hot, humid air decontamition of materials contamited with dirty spores of Bacillus anthracis Sterne and Bacillus thuringiensis Al Hakam | humic acid and spent sporulation media | Physical |  |  |  |  | 4 | cm^2 | 0.0004 | m^2 |  |  |  | 0 |  |  |  |  | 65 |  | 80 | Nylon | steady-state conditions | 2880 |  |  | 7 | LSurv | .2 |  |  |  | 7.3 | 5 | [12 empty] | /cm^2 |  |  |  |  | 7.3
Buhr 2015 Test methods and response surface models for hot, humid air decontamition of materials contamited with dirty spores of Bacillus anthracis Sterne and Bacillus thuringiensis Al Hakam | humic acid and spent sporulation media | Physical |  |  |  |  | 4 | cm^2 | 0.0004 | m^2 |  |  |  | 0 |  |  |  |  | 55 |  | 80 | Nylon | steady-state conditions | 2880 |  |  | 7.1 | LSurv | .1 |  |  |  | 7.3 | 5 | [12 empty] | /cm^2 |  |  |  |  | 7.3
Buhr 2015 Test methods and response surface models for hot, humid air decontamition of materials contamited with dirty spores of Bacillus anthracis Sterne and Bacillus thuringiensis Al Hakam | humic acid and spent sporulation media | Physical | [11 empty] | 0 |  |  |  |  | 75 |  | 80 | Sol Cont | steady-state conditions | 2880 |  |  | 0 | LSurv | .0 |  |  |  | 7.3 | 5 | [17 empty] | 7.3
Buhr 2015 Test methods and response surface models for hot, humid air decontamition of materials contamited with dirty spores of Bacillus anthracis Sterne and Bacillus thuringiensis Al Hakam | humic acid and spent sporulation media | Physical | [11 empty] | 0 |  |  |  |  | 65 |  | 80 | Sol Cont | steady-state conditions | 2880 |  |  | 7 | LSurv | .1 |  |  |  | 7.3 | 5 | [17 empty] | 7.3
Buhr 2015 Test methods and response surface models for hot, humid air decontamition of materials contamited with dirty spores of Bacillus anthracis Sterne and Bacillus thuringiensis Al Hakam | humic acid and spent sporulation media | Physical | [11 empty] | 0 |  |  |  |  | 55 |  | 80 | Sol Cont | steady-state conditions | 2880 |  |  | 7.3 | LSurv | .0 |  |  |  | 7.3 | 5 | [17 empty] | 7.3
Buhr 2015 Test methods and response surface models for hot, humid air decontamition of materials contamited with dirty spores of Bacillus anthracis Sterne and Bacillus thuringiensis Al Hakam | humic acid and spent sporulation media | Physical |  |  |  |  | 4 | cm^2 | 0.0004 | m^2 |  |  |  | 0 |  |  |  |  | 65 |  | 80 | wiring insulation | steady-state conditions | 4320 |  |  | 7.1 | LSurv | .1 |  |  |  | 7.3 | 5 | [12 empty] | /cm^2 |  |  |  |  | 7.3
Buhr 2015 Test methods and response surface models for hot, humid air decontamition of materials contamited with dirty spores of Bacillus anthracis Sterne and Bacillus thuringiensis Al Hakam | humic acid and spent sporulation media | Physical |  |  |  |  | 4 | cm^2 | 0.0004 | m^2 |  |  |  | 0 |  |  |  |  | 65 |  | 80 | aluminum with aircraft performance coating | steady-state conditions | 4320 |  |  | 6.9 | LSurv | .1 |  |  |  | 7.3 | 5 | [12 empty] | /cm^2 |  |  |  |  | 7.3
Buhr 2015 Test methods and response surface models for hot, humid air decontamition of materials contamited with dirty spores of Bacillus anthracis Sterne and Bacillus thuringiensis Al Hakam | humic acid and spent sporulation media | Physical |  |  |  |  | 4 | cm^2 | 0.0004 | m^2 |  |  |  | 0 |  |  |  |  | 65 |  | 80 | anti-skid grit tape | steady-state conditions | 4320 |  |  | 6.9 | LSurv | .1 |  |  |  | 7.3 | 5 | [12 empty] | /cm^2 |  |  |  |  | 7.3
Buhr 2015 Test methods and response surface models for hot, humid air decontamition of materials contamited with dirty spores of Bacillus anthracis Sterne and Bacillus thuringiensis Al Hakam | humic acid and spent sporulation media | Physical |  |  |  |  | 4 | cm^2 | 0.0004 | m^2 |  |  |  | 0 |  |  |  |  | 65 |  | 80 | Plastic | steady-state conditions | 4320 |  |  | 7 | LSurv | .1 |  |  |  | 7.3 | 5 | [12 empty] | /cm^2 |  |  |  |  | 7.3
Buhr 2015 Test methods and response surface models for hot, humid air decontamition of materials contamited with dirty spores of Bacillus anthracis Sterne and Bacillus thuringiensis Al Hakam | humic acid and spent sporulation media | Physical |  |  |  |  | 4 | cm^2 | 0.0004 | m^2 |  |  |  | 0 |  |  |  |  | 65 |  | 80 | Nylon | steady-state conditions | 4320 |  |  | 6.9 | LSurv | .1 |  |  |  | 7.3 | 5 | [12 empty] | /cm^2 |  |  |  |  | 7.3
Buhr 2015 Test methods and response surface models for hot, humid air decontamition of materials contamited with dirty spores of Bacillus anthracis Sterne and Bacillus thuringiensis Al Hakam | humic acid and spent sporulation media | Physical | [11 empty] | 0 |  |  |  |  | 65 |  | 80 | Sol Cont | steady-state conditions | 4320 |  |  | 6.2 | LSurv | .4 |  |  |  | 7.3 | 5 | [17 empty] | 7.3
Buhr 2015 Test methods and response surface models for hot, humid air decontamition of materials contamited with dirty spores of Bacillus anthracis Sterne and Bacillus thuringiensis Al Hakam | humic acid and spent sporulation media | Physical |  |  |  |  | 4 | cm^2 | 0.0004 | m^2 |  |  |  | 0 |  |  |  |  | 75 |  | 70 | wiring insulation | steady-state conditions | 1440 |  |  | 7 | LSurv | .1 |  |  |  | 7.3 | 5 | [12 empty] | /cm^2 |  |  |  |  | 7.3
Buhr 2015 Test methods and response surface models for hot, humid air decontamition of materials contamited with dirty spores of Bacillus anthracis Sterne and Bacillus thuringiensis Al Hakam | humic acid and spent sporulation media | Physical |  |  |  |  | 4 | cm^2 | 0.0004 | m^2 |  |  |  | 0 |  |  |  |  | 55 |  | 70 | wiring insulation | steady-state conditions | 1440 |  |  | 7.1 | LSurv | .1 |  |  |  | 7.3 | 5 | [12 empty] | /cm^2 |  |  |  |  | 7.3
Buhr 2015 Test methods and response surface models for hot, humid air decontamition of materials contamited with dirty spores of Bacillus anthracis Sterne and Bacillus thuringiensis Al Hakam | humic acid and spent sporulation media | Physical |  |  |  |  | 4 | cm^2 | 0.0004 | m^2 |  |  |  | 0 |  |  |  |  | 75 |  | 70 | aluminum with aircraft performance coating | steady-state conditions | 1440 |  |  | 7.1 | LSurv | .1 |  |  |  | 7.3 | 5 | [12 empty] | /cm^2 |  |  |  |  | 7.3
Buhr 2015 Test methods and response surface models for hot, humid air decontamition of materials contamited with dirty spores of Bacillus anthracis Sterne and Bacillus thuringiensis Al Hakam | humic acid and spent sporulation media | Physical |  |  |  |  | 4 | cm^2 | 0.0004 | m^2 |  |  |  | 0 |  |  |  |  | 55 |  | 70 | aluminum with aircraft performance coating | steady-state conditions | 1440 |  |  | 7.1 | LSurv | .1 |  |  |  | 7.3 | 5 | [12 empty] | /cm^2 |  |  |  |  | 7.3
Buhr 2015 Test methods and response surface models for hot, humid air decontamition of materials contamited with dirty spores of Bacillus anthracis Sterne and Bacillus thuringiensis Al Hakam | humic acid and spent sporulation media | Physical |  |  |  |  | 4 | cm^2 | 0.0004 | m^2 |  |  |  | 0 |  |  |  |  | 75 |  | 70 | anti-skid grit tape | steady-state conditions | 1440 |  |  | 6.6 | LSurv | .3 |  |  |  | 7.3 | 5 | [12 empty] | /cm^2 |  |  |  |  | 7.3
Buhr 2015 Test methods and response surface models for hot, humid air decontamition of materials contamited with dirty spores of Bacillus anthracis Sterne and Bacillus thuringiensis Al Hakam | humic acid and spent sporulation media | Physical |  |  |  |  | 4 | cm^2 | 0.0004 | m^2 |  |  |  | 0 |  |  |  |  | 55 |  | 70 | anti-skid grit tape | steady-state conditions | 1440 |  |  | 7.1 | LSurv | .1 |  |  |  | 7.3 | 5 | [12 empty] | /cm^2 |  |  |  |  | 7.3
Buhr 2015 Test methods and response surface models for hot, humid air decontamition of materials contamited with dirty spores of Bacillus anthracis Sterne and Bacillus thuringiensis Al Hakam | humic acid and spent sporulation media | Physical |  |  |  |  | 4 | cm^2 | 0.0004 | m^2 |  |  |  | 0 |  |  |  |  | 75 |  | 70 | Plastic | steady-state conditions | 1440 |  |  | 7 | LSurv | .1 |  |  |  | 7.3 | 5 | [12 empty] | /cm^2 |  |  |  |  | 7.3
Buhr 2015 Test methods and response surface models for hot, humid air decontamition of materials contamited with dirty spores of Bacillus anthracis Sterne and Bacillus thuringiensis Al Hakam | humic acid and spent sporulation media | Physical |  |  |  |  | 4 | cm^2 | 0.0004 | m^2 |  |  |  | 0 |  |  |  |  | 55 |  | 70 | Plastic | steady-state conditions | 1440 |  |  | 7.1 | LSurv | .1 |  |  |  | 7.3 | 5 | [12 empty] | /cm^2 |  |  |  |  | 7.3
Buhr 2015 Test methods and response surface models for hot, humid air decontamition of materials contamited with dirty spores of Bacillus anthracis Sterne and Bacillus thuringiensis Al Hakam | humic acid and spent sporulation media | Physical |  |  |  |  | 4 | cm^2 | 0.0004 | m^2 |  |  |  | 0 |  |  |  |  | 75 |  | 70 | Nylon | steady-state conditions | 1440 |  |  | 7 | LSurv | .1 |  |  |  | 7.3 | 5 | [12 empty] | /cm^2 |  |  |  |  | 7.3
Buhr 2015 Test methods and response surface models for hot, humid air decontamition of materials contamited with dirty spores of Bacillus anthracis Sterne and Bacillus thuringiensis Al Hakam | humic acid and spent sporulation media | Physical |  |  |  |  | 4 | cm^2 | 0.0004 | m^2 |  |  |  | 0 |  |  |  |  | 55 |  | 70 | Nylon | steady-state conditions | 1440 |  |  | 7.1 | LSurv | .1 |  |  |  | 7.3 | 5 | [12 empty] | /cm^2 |  |  |  |  | 7.3
Buhr 2015 Test methods and response surface models for hot, humid air decontamition of materials contamited with dirty spores of Bacillus anthracis Sterne and Bacillus thuringiensis Al Hakam | humic acid and spent sporulation media | Physical | [11 empty] | 0 |  |  |  |  | 75 |  | 70 | Sol Cont | steady-state conditions | 1440 |  |  | 1.6 | LSurv | .16 |  |  |  | 7.3 | 5 | [17 empty] | 7.3
Buhr 2015 Test methods and response surface models for hot, humid air decontamition of materials contamited with dirty spores of Bacillus anthracis Sterne and Bacillus thuringiensis Al Hakam | humic acid and spent sporulation media | Physical | [11 empty] | 0 |  |  |  |  | 55 |  | 70 | Sol Cont | steady-state conditions | 1440 |  |  | 7.1 | LSurv | .1 |  |  |  | 7.3 | 5 | [17 empty] | 7.3
Buhr 2015 Test methods and response surface models for hot, humid air decontamition of materials contamited with dirty spores of Bacillus anthracis Sterne and Bacillus thuringiensis Al Hakam | humic acid and spent sporulation media | Physical |  |  |  |  | 4 | cm^2 | 0.0004 | m^2 |  |  |  | 0 |  |  |  |  | 65 |  | 70 | wiring insulation | steady-state conditions | 2880 |  |  | 7.2 | LSurv | .0 |  |  |  | 7.3 | 5 | [12 empty] | /cm^2 |  |  |  |  | 7.3
Buhr 2015 Test methods and response surface models for hot, humid air decontamition of materials contamited with dirty spores of Bacillus anthracis Sterne and Bacillus thuringiensis Al Hakam | humic acid and spent sporulation media | Physical |  |  |  |  | 4 | cm^2 | 0.0004 | m^2 |  |  |  | 0 |  |  |  |  | 65 |  | 70 | aluminum with aircraft performance coating | steady-state conditions | 2880 |  |  | 7.2 | LSurv | .1 |  |  |  | 7.3 | 5 | [12 empty] | /cm^2 |  |  |  |  | 7.3
Buhr 2015 Test methods and response surface models for hot, humid air decontamition of materials contamited with dirty spores of Bacillus anthracis Sterne and Bacillus thuringiensis Al Hakam | humic acid and spent sporulation media | Physical |  |  |  |  | 4 | cm^2 | 0.0004 | m^2 |  |  |  | 0 |  |  |  |  | 65 |  | 70 | anti-skid grit tape | steady-state conditions | 2880 |  |  | 7.2 | LSurv | .1 |  |  |  | 7.3 | 5 | [12 empty] | /cm^2 |  |  |  |  | 7.3
Buhr 2015 Test methods and response surface models for hot, humid air decontamition of materials contamited with dirty spores of Bacillus anthracis Sterne and Bacillus thuringiensis Al Hakam | humic acid and spent sporulation media | Physical |  |  |  |  | 4 | cm^2 | 0.0004 | m^2 |  |  |  | 0 |  |  |  |  | 65 |  | 70 | Plastic | steady-state conditions | 2880 |  |  | 7.2 | LSurv | .1 |  |  |  | 7.3 | 5 | [12 empty] | /cm^2 |  |  |  |  | 7.3
Buhr 2015 Test methods and response surface models for hot, humid air decontamition of materials contamited with dirty spores of Bacillus anthracis Sterne and Bacillus thuringiensis Al Hakam | humic acid and spent sporulation media | Physical |  |  |  |  | 4 | cm^2 | 0.0004 | m^2 |  |  |  | 0 |  |  |  |  | 65 |  | 70 | Nylon | steady-state conditions | 2880 |  |  | 7.1 | LSurv | .1 |  |  |  | 7.3 | 5 | [12 empty] | /cm^2 |  |  |  |  | 7.3
Buhr 2015 Test methods and response surface models for hot, humid air decontamition of materials contamited with dirty spores of Bacillus anthracis Sterne and Bacillus thuringiensis Al Hakam | humic acid and spent sporulation media | Physical | [11 empty] | 0 |  |  |  |  | 65 |  | 70 | Sol Cont | steady-state conditions | 2880 |  |  | 6.7 | LSurv | .3 |  |  |  | 7.3 | 5 | [17 empty] | 7.3
Buhr 2015 Test methods and response surface models for hot, humid air decontamition of materials contamited with dirty spores of Bacillus anthracis Sterne and Bacillus thuringiensis Al Hakam | humic acid and spent sporulation media | Physical |  |  |  |  | 4 | cm^2 | 0.0004 | m^2 |  |  |  | 0 |  |  |  |  | 75 |  | 70 | wiring insulation | steady-state conditions | 4320 |  |  | 1.6 | LSurv | .11 |  |  |  | 7.3 | 5 | [12 empty] | /cm^2 |  |  |  |  | 7.3
Buhr 2015 Test methods and response surface models for hot, humid air decontamition of materials contamited with dirty spores of Bacillus anthracis Sterne and Bacillus thuringiensis Al Hakam | humic acid and spent sporulation media | Physical |  |  |  |  | 4 | cm^2 | 0.0004 | m^2 |  |  |  | 0 |  |  |  |  | 55 |  | 70 | wiring insulation | steady-state conditions | 4320 |  |  | 7.2 | LSurv | .0 |  |  |  | 7.3 | 5 | [12 empty] | /cm^2 |  |  |  |  | 7.3
Buhr 2015 Test methods and response surface models for hot, humid air decontamition of materials contamited with dirty spores of Bacillus anthracis Sterne and Bacillus thuringiensis Al Hakam | humic acid and spent sporulation media | Physical |  |  |  |  | 4 | cm^2 | 0.0004 | m^2 |  |  |  | 0 |  |  |  |  | 75 |  | 70 | aluminum with aircraft performance coating | steady-state conditions | 4320 |  |  | 4 | LSurv | .7 |  |  |  | 7.3 | 5 | [12 empty] | /cm^2 |  |  |  |  | 7.3
Buhr 2015 Test methods and response surface models for hot, humid air decontamition of materials contamited with dirty spores of Bacillus anthracis Sterne and Bacillus thuringiensis Al Hakam | humic acid and spent sporulation media | Physical |  |  |  |  | 4 | cm^2 | 0.0004 | m^2 |  |  |  | 0 |  |  |  |  | 55 |  | 70 | aluminum with aircraft performance coating | steady-state conditions | 4320 |  |  | 7.2 | LSurv | .0 |  |  |  | 7.3 | 5 | [12 empty] | /cm^2 |  |  |  |  | 7.3
Buhr 2015 Test methods and response surface models for hot, humid air decontamition of materials contamited with dirty spores of Bacillus anthracis Sterne and Bacillus thuringiensis Al Hakam | humic acid and spent sporulation media | Physical |  |  |  |  | 4 | cm^2 | 0.0004 | m^2 |  |  |  | 0 |  |  |  |  | 75 |  | 70 | anti-skid grit tape | steady-state conditions | 4320 |  |  | 2.6 | LSurv | .8 |  |  |  | 7.3 | 5 | [12 empty] | /cm^2 |  |  |  |  | 7.3
Buhr 2015 Test methods and response surface models for hot, humid air decontamition of materials contamited with dirty spores of Bacillus anthracis Sterne and Bacillus thuringiensis Al Hakam | humic acid and spent sporulation media | Physical |  |  |  |  | 4 | cm^2 | 0.0004 | m^2 |  |  |  | 0 |  |  |  |  | 55 |  | 70 | anti-skid grit tape | steady-state conditions | 4320 |  |  | 7.1 | LSurv | .0 |  |  |  | 7.3 | 5 | [12 empty] | /cm^2 |  |  |  |  | 7.3
Buhr 2015 Test methods and response surface models for hot, humid air decontamition of materials contamited with dirty spores of Bacillus anthracis Sterne and Bacillus thuringiensis Al Hakam | humic acid and spent sporulation media | Physical |  |  |  |  | 4 | cm^2 | 0.0004 | m^2 |  |  |  | 0 |  |  |  |  | 75 |  | 70 | Plastic | steady-state conditions | 4320 |  |  | 3.6 | LSurv | .9 |  |  |  | 7.3 | 5 | [12 empty] | /cm^2 |  |  |  |  | 7.3
Buhr 2015 Test methods and response surface models for hot, humid air decontamition of materials contamited with dirty spores of Bacillus anthracis Sterne and Bacillus thuringiensis Al Hakam | humic acid and spent sporulation media | Physical |  |  |  |  | 4 | cm^2 | 0.0004 | m^2 |  |  |  | 0 |  |  |  |  | 55 |  | 70 | Plastic | steady-state conditions | 4320 |  |  | 7.2 | LSurv | .0 |  |  |  | 7.3 | 5 | [12 empty] | /cm^2 |  |  |  |  | 7.3
Buhr 2015 Test methods and response surface models for hot, humid air decontamition of materials contamited with dirty spores of Bacillus anthracis Sterne and Bacillus thuringiensis Al Hakam | humic acid and spent sporulation media | Physical |  |  |  |  | 4 | cm^2 | 0.0004 | m^2 |  |  |  | 0 |  |  |  |  | 75 |  | 70 | Nylon | steady-state conditions | 4320 |  |  | 6.6 | LSurv | .1 |  |  |  | 7.3 | 5 | [12 empty] | /cm^2 |  |  |  |  | 7.3
Buhr 2015 Test methods and response surface models for hot, humid air decontamition of materials contamited with dirty spores of Bacillus anthracis Sterne and Bacillus thuringiensis Al Hakam | humic acid and spent sporulation media | Physical |  |  |  |  | 4 | cm^2 | 0.0004 | m^2 |  |  |  | 0 |  |  |  |  | 55 |  | 70 | Nylon | steady-state conditions | 4320 |  |  | 7.1 | LSurv | .1 |  |  |  | 7.3 | 5 | [12 empty] | /cm^2 |  |  |  |  | 7.3
Buhr 2015 Test methods and response surface models for hot, humid air decontamition of materials contamited with dirty spores of Bacillus anthracis Sterne and Bacillus thuringiensis Al Hakam | humic acid and spent sporulation media | Physical | [11 empty] | 0 |  |  |  |  | 75 |  | 70 | Sol Cont | steady-state conditions | 4320 |  |  | 0 | LSurv | .0 |  |  |  | 7.3 | 5 | [17 empty] | 7.3
Buhr 2015 Test methods and response surface models for hot, humid air decontamition of materials contamited with dirty spores of Bacillus anthracis Sterne and Bacillus thuringiensis Al Hakam | humic acid and spent sporulation media | Physical | [11 empty] | 0 |  |  |  |  | 55 |  | 70 | Sol Cont | steady-state conditions | 4320 |  |  | 7.2 | LSurv | .1 |  |  |  | 7.3 | 5 | [17 empty] | 7.3
Buhr 2015 Test methods and response surface models for hot, humid air decontamition of materials contamited with dirty spores of Bacillus anthracis Sterne and Bacillus thuringiensis Al Hakam | humic acid and spent sporulation media | Physical |  |  |  |  | 4 | cm^2 | 0.0004 | m^2 |  |  |  | 0 |  |  |  |  | 75 |  | 90 | wiring insulation | steady-state conditions | 1440 |  |  | 4.2 | LSurv | 0.8 |  |  |  | 7.4 | 5 | [12 empty] | /cm^2 |  |  |  |  | 7.4
Buhr 2015 Test methods and response surface models for hot, humid air decontamition of materials contamited with dirty spores of Bacillus anthracis Sterne and Bacillus thuringiensis Al Hakam | humic acid and spent sporulation media | Physical |  |  |  |  | 4 | cm^2 | 0.0004 | m^2 |  |  |  | 0 |  |  |  |  | 55 |  | 90 | wiring insulation | steady-state conditions | 1440 |  |  | 7.2 | LSurv | 0.1 |  |  |  | 7.4 | 5 | [12 empty] | /cm^2 |  |  |  |  | 7.4
Buhr 2015 Test methods and response surface models for hot, humid air decontamition of materials contamited with dirty spores of Bacillus anthracis Sterne and Bacillus thuringiensis Al Hakam | humic acid and spent sporulation media | Physical |  |  |  |  | 4 | cm^2 | 0.0004 | m^2 |  |  |  | 0 |  |  |  |  | 75 |  | 90 | aluminum with aircraft performance coating | steady-state conditions | 1440 |  |  | 6.2 | LSurv | 0.3 |  |  |  | 7.4 | 5 | [12 empty] | /cm^2 |  |  |  |  | 7.4
Buhr 2015 Test methods and response surface models for hot, humid air decontamition of materials contamited with dirty spores of Bacillus anthracis Sterne and Bacillus thuringiensis Al Hakam | humic acid and spent sporulation media | Physical |  |  |  |  | 4 | cm^2 | 0.0004 | m^2 |  |  |  | 0 |  |  |  |  | 55 |  | 90 | aluminum with aircraft performance coating | steady-state conditions | 1440 |  |  | 7.2 | LSurv | 0.1 |  |  |  | 7.4 | 5 | [12 empty] | /cm^2 |  |  |  |  | 7.4
Buhr 2015 Test methods and response surface models for hot, humid air decontamition of materials contamited with dirty spores of Bacillus anthracis Sterne and Bacillus thuringiensis Al Hakam | humic acid and spent sporulation media | Physical |  |  |  |  | 4 | cm^2 | 0.0004 | m^2 |  |  |  | 0 |  |  |  |  | 75 |  | 90 | anti-skid grit tape | steady-state conditions | 1440 |  |  | 5.6 | LSurv | 0.12 |  |  |  | 7.4 | 5 | [12 empty] | /cm^2 |  |  |  |  | 7.4
Buhr 2015 Test methods and response surface models for hot, humid air decontamition of materials contamited with dirty spores of Bacillus anthracis Sterne and Bacillus thuringiensis Al Hakam | humic acid and spent sporulation media | Physical |  |  |  |  | 4 | cm^2 | 0.0004 | m^2 |  |  |  | 0 |  |  |  |  | 55 |  | 90 | anti-skid grit tape | steady-state conditions | 1440 |  |  | 7.2 | LSurv | 0.2 |  |  |  | 7.4 | 5 | [12 empty] | /cm^2 |  |  |  |  | 7.4
Buhr 2015 Test methods and response surface models for hot, humid air decontamition of materials contamited with dirty spores of Bacillus anthracis Sterne and Bacillus thuringiensis Al Hakam | humic acid and spent sporulation media | Physical |  |  |  |  | 4 | cm^2 | 0.0004 | m^2 |  |  |  | 0 |  |  |  |  | 75 |  | 90 | Plastic | steady-state conditions | 1440 |  |  | 6.5 | LSurv | 0.4 |  |  |  | 7.4 | 5 | [12 empty] | /cm^2 |  |  |  |  | 7.4
Buhr 2015 Test methods and response surface models for hot, humid air decontamition of materials contamited with dirty spores of Bacillus anthracis Sterne and Bacillus thuringiensis Al Hakam | humic acid and spent sporulation media | Physical |  |  |  |  | 4 | cm^2 | 0.0004 | m^2 |  |  |  | 0 |  |  |  |  | 55 |  | 90 | Plastic | steady-state conditions | 1440 |  |  | 7.2 | LSurv | 0.2 |  |  |  | 7.4 | 5 | [12 empty] | /cm^2 |  |  |  |  | 7.4
Buhr 2015 Test methods and response surface models for hot, humid air decontamition of materials contamited with dirty spores of Bacillus anthracis Sterne and Bacillus thuringiensis Al Hakam | humic acid and spent sporulation media | Physical |  |  |  |  | 4 | cm^2 | 0.0004 | m^2 |  |  |  | 0 |  |  |  |  | 75 |  | 90 | Nylon | steady-state conditions | 1440 |  |  | 6.2 | LSurv | 0.6 |  |  |  | 7.4 | 5 | [12 empty] | /cm^2 |  |  |  |  | 7.4
Buhr 2015 Test methods and response surface models for hot, humid air decontamition of materials contamited with dirty spores of Bacillus anthracis Sterne and Bacillus thuringiensis Al Hakam | humic acid and spent sporulation media | Physical |  |  |  |  | 4 | cm^2 | 0.0004 | m^2 |  |  |  | 0 |  |  |  |  | 55 |  | 90 | Nylon | steady-state conditions | 1440 |  |  | 7.2 | LSurv | 0.2 |  |  |  | 7.4 | 5 | [12 empty] | /cm^2 |  |  |  |  | 7.4
Buhr 2015 Test methods and response surface models for hot, humid air decontamition of materials contamited with dirty spores of Bacillus anthracis Sterne and Bacillus thuringiensis Al Hakam | humic acid and spent sporulation media | Physical | [11 empty] | 0 |  |  |  |  | 75 |  | 90 | Sol Cont | steady-state conditions | 1440 |  |  | 9.9 | LSurv | 0.16 |  |  |  | 7.4 | 5 | [17 empty] | 7.4
Buhr 2015 Test methods and response surface models for hot, humid air decontamition of materials contamited with dirty spores of Bacillus anthracis Sterne and Bacillus thuringiensis Al Hakam | humic acid and spent sporulation media | Physical | [11 empty] | 0 |  |  |  |  | 55 |  | 90 | Sol Cont | steady-state conditions | 1440 |  |  | 7.2 | LSurv | 0.2 |  |  |  | 7.4 | 5 | [17 empty] | 7.4
Buhr 2015 Test methods and response surface models for hot, humid air decontamition of materials contamited with dirty spores of Bacillus anthracis Sterne and Bacillus thuringiensis Al Hakam | humic acid and spent sporulation media | Physical |  |  |  |  | 4 | cm^2 | 0.0004 | m^2 |  |  |  | 0 |  |  |  |  | 65 |  | 90 | wiring insulation | steady-state conditions | 2880 |  |  | 6.8 | LSurv | 0.03 |  |  |  | 6.9 | 5 | [12 empty] | /cm^2 |  |  |  |  | 6.9
Buhr 2015 Test methods and response surface models for hot, humid air decontamition of materials contamited with dirty spores of Bacillus anthracis Sterne and Bacillus thuringiensis Al Hakam | humic acid and spent sporulation media | Physical |  |  |  |  | 4 | cm^2 | 0.0004 | m^2 |  |  |  | 0 |  |  |  |  | 65 |  | 90 | aluminum with aircraft performance coating | steady-state conditions | 2880 |  |  | 6.9 | LSurv | 0.03 |  |  |  | 6.9 | 5 | [12 empty] | /cm^2 |  |  |  |  | 6.9
Buhr 2015 Test methods and response surface models for hot, humid air decontamition of materials contamited with dirty spores of Bacillus anthracis Sterne and Bacillus thuringiensis Al Hakam | humic acid and spent sporulation media | Physical |  |  |  |  | 4 | cm^2 | 0.0004 | m^2 |  |  |  | 0 |  |  |  |  | 65 |  | 90 | anti-skid grit tape | steady-state conditions | 2880 |  |  | 6.9 | LSurv | 0.03 |  |  |  | 6.9 | 5 | [12 empty] | /cm^2 |  |  |  |  | 6.9
Buhr 2015 Test methods and response surface models for hot, humid air decontamition of materials contamited with dirty spores of Bacillus anthracis Sterne and Bacillus thuringiensis Al Hakam | humic acid and spent sporulation media | Physical |  |  |  |  | 4 | cm^2 | 0.0004 | m^2 |  |  |  | 0 |  |  |  |  | 65 |  | 90 | Plastic | steady-state conditions | 2880 |  |  | 6.7 | LSurv | 0.02 |  |  |  | 6.9 | 5 | [12 empty] | /cm^2 |  |  |  |  | 6.9
Buhr 2015 Test methods and response surface models for hot, humid air decontamition of materials contamited with dirty spores of Bacillus anthracis Sterne and Bacillus thuringiensis Al Hakam | humic acid and spent sporulation media | Physical |  |  |  |  | 4 | cm^2 | 0.0004 | m^2 |  |  |  | 0 |  |  |  |  | 65 |  | 90 | Nylon | steady-state conditions | 2880 |  |  | 6.5 | LSurv | 0.03 |  |  |  | 6.9 | 5 | [12 empty] | /cm^2 |  |  |  |  | 6.9
Buhr 2015 Test methods and response surface models for hot, humid air decontamition of materials contamited with dirty spores of Bacillus anthracis Sterne and Bacillus thuringiensis Al Hakam | humic acid and spent sporulation media | Physical | [11 empty] | 0 |  |  |  |  | 65 |  | 90 | Sol Cont | steady-state conditions | 2880 |  |  | 5.7 | LSurv | 0.11 |  |  |  | 6.9 | 5 | [17 empty] | 6.9
Buhr 2015 Test methods and response surface models for hot, humid air decontamition of materials contamited with dirty spores of Bacillus anthracis Sterne and Bacillus thuringiensis Al Hakam | humic acid and spent sporulation media | Physical |  |  |  |  | 4 | cm^2 | 0.0004 | m^2 |  |  |  | 0 |  |  |  |  | 75 |  | 90 | wiring insulation | steady-state conditions | 4320 |  |  | 0 | LSurv | 0 |  |  |  | 7.4 | 5 | [12 empty] | /cm^2 |  |  |  |  | 7.4
Buhr 2015 Test methods and response surface models for hot, humid air decontamition of materials contamited with dirty spores of Bacillus anthracis Sterne and Bacillus thuringiensis Al Hakam | humic acid and spent sporulation media | Physical |  |  |  |  | 4 | cm^2 | 0.0004 | m^2 |  |  |  | 0 |  |  |  |  | 55 |  | 90 | wiring insulation | steady-state conditions | 4320 |  |  | 7.3 | LSurv | 0.3 |  |  |  | 7.4 | 5 | [12 empty] | /cm^2 |  |  |  |  | 7.4
Buhr 2015 Test methods and response surface models for hot, humid air decontamition of materials contamited with dirty spores of Bacillus anthracis Sterne and Bacillus thuringiensis Al Hakam | humic acid and spent sporulation media | Physical |  |  |  |  | 4 | cm^2 | 0.0004 | m^2 |  |  |  | 0 |  |  |  |  | 75 |  | 90 | aluminum with aircraft performance coating | steady-state conditions | 4320 |  |  | 0 | LSurv | 0 |  |  |  | 7.4 | 5 | [12 empty] | /cm^2 |  |  |  |  | 7.4
Buhr 2015 Test methods and response surface models for hot, humid air decontamition of materials contamited with dirty spores of Bacillus anthracis Sterne and Bacillus thuringiensis Al Hakam | humic acid and spent sporulation media | Physical |  |  |  |  | 4 | cm^2 | 0.0004 | m^2 |  |  |  | 0 |  |  |  |  | 55 |  | 90 | aluminum with aircraft performance coating | steady-state conditions | 4320 |  |  | 7.2 | LSurv | 0.1 |  |  |  | 7.4 | 5 | [12 empty] | /cm^2 |  |  |  |  | 7.4
Buhr 2015 Test methods and response surface models for hot, humid air decontamition of materials contamited with dirty spores of Bacillus anthracis Sterne and Bacillus thuringiensis Al Hakam | humic acid and spent sporulation media | Physical |  |  |  |  | 4 | cm^2 | 0.0004 | m^2 |  |  |  | 0 |  |  |  |  | 75 |  | 90 | anti-skid grit tape | steady-state conditions | 4320 |  |  | 4.4 | LSurv | 0.5 |  |  |  | 7.4 | 5 | [12 empty] | /cm^2 |  |  |  |  | 7.4
Buhr 2015 Test methods and response surface models for hot, humid air decontamition of materials contamited with dirty spores of Bacillus anthracis Sterne and Bacillus thuringiensis Al Hakam | humic acid and spent sporulation media | Physical |  |  |  |  | 4 | cm^2 | 0.0004 | m^2 |  |  |  | 0 |  |  |  |  | 55 |  | 90 | anti-skid grit tape | steady-state conditions | 4320 |  |  | 7.3 | LSurv | 0.2 |  |  |  | 7.4 | 5 | [12 empty] | /cm^2 |  |  |  |  | 7.4
Buhr 2015 Test methods and response surface models for hot, humid air decontamition of materials contamited with dirty spores of Bacillus anthracis Sterne and Bacillus thuringiensis Al Hakam | humic acid and spent sporulation media | Physical |  |  |  |  | 4 | cm^2 | 0.0004 | m^2 |  |  |  | 0 |  |  |  |  | 75 |  | 90 | Plastic | steady-state conditions | 4320 |  |  | 0 | LSurv | 0 |  |  |  | 7.4 | 5 | [12 empty] | /cm^2 |  |  |  |  | 7.4
Buhr 2015 Test methods and response surface models for hot, humid air decontamition of materials contamited with dirty spores of Bacillus anthracis Sterne and Bacillus thuringiensis Al Hakam | humic acid and spent sporulation media | Physical |  |  |  |  | 4 | cm^2 | 0.0004 | m^2 |  |  |  | 0 |  |  |  |  | 55 |  | 90 | Plastic | steady-state conditions | 4320 |  |  | 7.3 | LSurv | 0.2 |  |  |  | 7.4 | 5 | [12 empty] | /cm^2 |  |  |  |  | 7.4
Buhr 2015 Test methods and response surface models for hot, humid air decontamition of materials contamited with dirty spores of Bacillus anthracis Sterne and Bacillus thuringiensis Al Hakam | humic acid and spent sporulation media | Physical |  |  |  |  | 4 | cm^2 | 0.0004 | m^2 |  |  |  | 0 |  |  |  |  | 75 |  | 90 | Nylon | steady-state conditions | 4320 |  |  | 6.6 | LSurv | 0.6 |  |  |  | 7.4 | 5 | [12 empty] | /cm^2 |  |  |  |  | 7.4
Buhr 2015 Test methods and response surface models for hot, humid air decontamition of materials contamited with dirty spores of Bacillus anthracis Sterne and Bacillus thuringiensis Al Hakam | humic acid and spent sporulation media | Physical |  |  |  |  | 4 | cm^2 | 0.0004 | m^2 |  |  |  | 0 |  |  |  |  | 55 |  | 90 | Nylon | steady-state conditions | 4320 |  |  | 7.3 | LSurv | 0.2 |  |  |  | 7.4 | 5 | [12 empty] | /cm^2 |  |  |  |  | 7.4
Buhr 2015 Test methods and response surface models for hot, humid air decontamition of materials contamited with dirty spores of Bacillus anthracis Sterne and Bacillus thuringiensis Al Hakam | humic acid and spent sporulation media | Physical | [11 empty] | 0 |  |  |  |  | 75 |  | 90 | Sol Cont | steady-state conditions | 4320 |  |  | 0 | LSurv | 0 |  |  |  | 7.4 | 5 | [17 empty] | 7.4
Buhr 2015 Test methods and response surface models for hot, humid air decontamition of materials contamited with dirty spores of Bacillus anthracis Sterne and Bacillus thuringiensis Al Hakam | humic acid and spent sporulation media | Physical | [11 empty] | 0 |  |  |  |  | 55 |  | 90 | Sol Cont | steady-state conditions | 4320 |  |  | 7.3 | LSurv | 0.2 |  |  |  | 7.4 | 5 | [17 empty] | 7.4
Buhr 2015 Test methods and response surface models for hot, humid air decontamition of materials contamited with dirty spores of Bacillus anthracis Sterne and Bacillus thuringiensis Al Hakam | humic acid and spent sporulation media | Physical |  |  |  |  | 4 | cm^2 | 0.0004 | m^2 |  |  |  | 0 |  |  |  |  | 65 |  | 80 | wiring insulation | steady-state conditions | 1440 |  |  | 6.9 | LSurv | 0.02 |  |  |  | 6.9 | 5 | [12 empty] | /cm^2 |  |  |  |  | 6.9
Buhr 2015 Test methods and response surface models for hot, humid air decontamition of materials contamited with dirty spores of Bacillus anthracis Sterne and Bacillus thuringiensis Al Hakam | humic acid and spent sporulation media | Physical |  |  |  |  | 4 | cm^2 | 0.0004 | m^2 |  |  |  | 0 |  |  |  |  | 65 |  | 80 | aluminum with aircraft performance coating | steady-state conditions | 1440 |  |  | 6.8 | LSurv | 0.02 |  |  |  | 6.9 | 5 | [12 empty] | /cm^2 |  |  |  |  | 6.9
Buhr 2015 Test methods and response surface models for hot, humid air decontamition of materials contamited with dirty spores of Bacillus anthracis Sterne and Bacillus thuringiensis Al Hakam | humic acid and spent sporulation media | Physical |  |  |  |  | 4 | cm^2 | 0.0004 | m^2 |  |  |  | 0 |  |  |  |  | 65 |  | 80 | anti-skid grit tape | steady-state conditions | 1440 |  |  | 7 | LSurv | 0.01 |  |  |  | 6.9 | 5 | [12 empty] | /cm^2 |  |  |  |  | 6.9
Buhr 2015 Test methods and response surface models for hot, humid air decontamition of materials contamited with dirty spores of Bacillus anthracis Sterne and Bacillus thuringiensis Al Hakam | humic acid and spent sporulation media | Physical |  |  |  |  | 4 | cm^2 | 0.0004 | m^2 |  |  |  | 0 |  |  |  |  | 65 |  | 80 | Plastic | steady-state conditions | 1440 |  |  | 6.8 | LSurv | 0.02 |  |  |  | 6.9 | 5 | [12 empty] | /cm^2 |  |  |  |  | 6.9
Buhr 2015 Test methods and response surface models for hot, humid air decontamition of materials contamited with dirty spores of Bacillus anthracis Sterne and Bacillus thuringiensis Al Hakam | humic acid and spent sporulation media | Physical |  |  |  |  | 4 | cm^2 | 0.0004 | m^2 |  |  |  | 0 |  |  |  |  | 65 |  | 80 | Nylon | steady-state conditions | 1440 |  |  | 6.7 | LSurv | 0.02 |  |  |  | 6.9 | 5 | [12 empty] | /cm^2 |  |  |  |  | 6.9
Buhr 2015 Test methods and response surface models for hot, humid air decontamition of materials contamited with dirty spores of Bacillus anthracis Sterne and Bacillus thuringiensis Al Hakam | humic acid and spent sporulation media | Physical | [11 empty] | 0 |  |  |  |  | 65 |  | 80 | Sol Cont | steady-state conditions | 1440 |  |  | 6.6 | LSurv | 0.05 |  |  |  | 6.9 | 5 | [17 empty] | 6.9
Buhr 2015 Test methods and response surface models for hot, humid air decontamition of materials contamited with dirty spores of Bacillus anthracis Sterne and Bacillus thuringiensis Al Hakam | humic acid and spent sporulation media | Physical |  |  |  |  | 4 | cm^2 | 0.0004 | m^2 |  |  |  | 0 |  |  |  |  | 75 |  | 80 | wiring insulation | steady-state conditions | 2880 |  |  | 3.9 | LSurv | 0.07 |  |  |  | 6.9 | 5 | [12 empty] | /cm^2 |  |  |  |  | 6.9
Buhr 2015 Test methods and response surface models for hot, humid air decontamition of materials contamited with dirty spores of Bacillus anthracis Sterne and Bacillus thuringiensis Al Hakam | humic acid and spent sporulation media | Physical |  |  |  |  | 4 | cm^2 | 0.0004 | m^2 |  |  |  | 0 |  |  |  |  | 65 |  | 80 | wiring insulation | steady-state conditions | 2880 |  |  | 7 | LSurv | 0.3 |  |  |  | 7.4 | 5 | [12 empty] | /cm^2 |  |  |  |  | 7.4
Buhr 2015 Test methods and response surface models for hot, humid air decontamition of materials contamited with dirty spores of Bacillus anthracis Sterne and Bacillus thuringiensis Al Hakam | humic acid and spent sporulation media | Physical |  |  |  |  | 4 | cm^2 | 0.0004 | m^2 |  |  |  | 0 |  |  |  |  | 55 |  | 80 | wiring insulation | steady-state conditions | 2880 |  |  | 7 | LSurv | 0.01 |  |  |  | 6.9 | 5 | [12 empty] | /cm^2 |  |  |  |  | 6.9
Buhr 2015 Test methods and response surface models for hot, humid air decontamition of materials contamited with dirty spores of Bacillus anthracis Sterne and Bacillus thuringiensis Al Hakam | humic acid and spent sporulation media | Physical |  |  |  |  | 4 | cm^2 | 0.0004 | m^2 |  |  |  | 0 |  |  |  |  | 75 |  | 80 | aluminum with aircraft performance coating | steady-state conditions | 2880 |  |  | 5.2 | LSurv | 0.04 |  |  |  | 6.9 | 5 | [12 empty] | /cm^2 |  |  |  |  | 6.9
Buhr 2015 Test methods and response surface models for hot, humid air decontamition of materials contamited with dirty spores of Bacillus anthracis Sterne and Bacillus thuringiensis Al Hakam | humic acid and spent sporulation media | Physical |  |  |  |  | 4 | cm^2 | 0.0004 | m^2 |  |  |  | 0 |  |  |  |  | 65 |  | 80 | aluminum with aircraft performance coating | steady-state conditions | 2880 |  |  | 6.9 | LSurv | 0.3 |  |  |  | 7.4 | 5 | [12 empty] | /cm^2 |  |  |  |  | 7.4
Buhr 2015 Test methods and response surface models for hot, humid air decontamition of materials contamited with dirty spores of Bacillus anthracis Sterne and Bacillus thuringiensis Al Hakam | humic acid and spent sporulation media | Physical |  |  |  |  | 4 | cm^2 | 0.0004 | m^2 |  |  |  | 0 |  |  |  |  | 55 |  | 80 | aluminum with aircraft performance coating | steady-state conditions | 2880 |  |  | 6.9 | LSurv | 0.02 |  |  |  | 6.9 | 5 | [12 empty] | /cm^2 |  |  |  |  | 6.9
Buhr 2015 Test methods and response surface models for hot, humid air decontamition of materials contamited with dirty spores of Bacillus anthracis Sterne and Bacillus thuringiensis Al Hakam | humic acid and spent sporulation media | Physical |  |  |  |  | 4 | cm^2 | 0.0004 | m^2 |  |  |  | 0 |  |  |  |  | 75 |  | 80 | anti-skid grit tape | steady-state conditions | 2880 |  |  | 3.8 | LSurv | 0.03 |  |  |  | 6.9 | 5 | [12 empty] | /cm^2 |  |  |  |  | 6.9
Buhr 2015 Test methods and response surface models for hot, humid air decontamition of materials contamited with dirty spores of Bacillus anthracis Sterne and Bacillus thuringiensis Al Hakam | humic acid and spent sporulation media | Physical |  |  |  |  | 4 | cm^2 | 0.0004 | m^2 |  |  |  | 0 |  |  |  |  | 65 |  | 80 | anti-skid grit tape | steady-state conditions | 2880 |  |  | 6.9 | LSurv | 0.3 |  |  |  | 7.4 | 5 | [12 empty] | /cm^2 |  |  |  |  | 7.4
Buhr 2015 Test methods and response surface models for hot, humid air decontamition of materials contamited with dirty spores of Bacillus anthracis Sterne and Bacillus thuringiensis Al Hakam | humic acid and spent sporulation media | Physical |  |  |  |  | 4 | cm^2 | 0.0004 | m^2 |  |  |  | 0 |  |  |  |  | 55 |  | 80 | anti-skid grit tape | steady-state conditions | 2880 |  |  | 6.9 | LSurv | 0.02 |  |  |  | 6.9 | 5 | [12 empty] | /cm^2 |  |  |  |  | 6.9
Buhr 2015 Test methods and response surface models for hot, humid air decontamition of materials contamited with dirty spores of Bacillus anthracis Sterne and Bacillus thuringiensis Al Hakam | humic acid and spent sporulation media | Physical |  |  |  |  | 4 | cm^2 | 0.0004 | m^2 |  |  |  | 0 |  |  |  |  | 75 |  | 80 | Plastic | steady-state conditions | 2880 |  |  | 4.8 | LSurv | 0.05 |  |  |  | 6.9 | 5 | [12 empty] | /cm^2 |  |  |  |  | 6.9
Buhr 2015 Test methods and response surface models for hot, humid air decontamition of materials contamited with dirty spores of Bacillus anthracis Sterne and Bacillus thuringiensis Al Hakam | humic acid and spent sporulation media | Physical |  |  |  |  | 4 | cm^2 | 0.0004 | m^2 |  |  |  | 0 |  |  |  |  | 65 |  | 80 | Plastic | steady-state conditions | 2880 |  |  | 7 | LSurv | 0.3 |  |  |  | 7.4 | 5 | [12 empty] | /cm^2 |  |  |  |  | 7.4
Buhr 2015 Test methods and response surface models for hot, humid air decontamition of materials contamited with dirty spores of Bacillus anthracis Sterne and Bacillus thuringiensis Al Hakam | humic acid and spent sporulation media | Physical |  |  |  |  | 4 | cm^2 | 0.0004 | m^2 |  |  |  | 0 |  |  |  |  | 55 |  | 80 | Plastic | steady-state conditions | 2880 |  |  | 6.8 | LSurv | 0.02 |  |  |  | 6.9 | 5 | [12 empty] | /cm^2 |  |  |  |  | 6.9
Buhr 2015 Test methods and response surface models for hot, humid air decontamition of materials contamited with dirty spores of Bacillus anthracis Sterne and Bacillus thuringiensis Al Hakam | humic acid and spent sporulation media | Physical |  |  |  |  | 4 | cm^2 | 0.0004 | m^2 |  |  |  | 0 |  |  |  |  | 75 |  | 80 | Nylon | steady-state conditions | 2880 |  |  | 6 | LSurv | 0.06 |  |  |  | 6.9 | 5 | [12 empty] | /cm^2 |  |  |  |  | 6.9
Buhr 2015 Test methods and response surface models for hot, humid air decontamition of materials contamited with dirty spores of Bacillus anthracis Sterne and Bacillus thuringiensis Al Hakam | humic acid and spent sporulation media | Physical |  |  |  |  | 4 | cm^2 | 0.0004 | m^2 |  |  |  | 0 |  |  |  |  | 65 |  | 80 | Nylon | steady-state conditions | 2880 |  |  | 7.2 | LSurv | 0.2 |  |  |  | 7.4 | 5 | [12 empty] | /cm^2 |  |  |  |  | 7.4
Buhr 2015 Test methods and response surface models for hot, humid air decontamition of materials contamited with dirty spores of Bacillus anthracis Sterne and Bacillus thuringiensis Al Hakam | humic acid and spent sporulation media | Physical |  |  |  |  | 4 | cm^2 | 0.0004 | m^2 |  |  |  | 0 |  |  |  |  | 55 |  | 80 | Nylon | steady-state conditions | 2880 |  |  | 6.8 | LSurv | 0.03 |  |  |  | 6.9 | 5 | [12 empty] | /cm^2 |  |  |  |  | 6.9
Buhr 2015 Test methods and response surface models for hot, humid air decontamition of materials contamited with dirty spores of Bacillus anthracis Sterne and Bacillus thuringiensis Al Hakam | humic acid and spent sporulation media | Physical | [11 empty] | 0 |  |  |  |  | 75 |  | 80 | Sol Cont | steady-state conditions | 2880 |  |  | 0 | LSurv | 0 |  |  |  | 6.9 | 5 | [17 empty] | 6.9
Buhr 2015 Test methods and response surface models for hot, humid air decontamition of materials contamited with dirty spores of Bacillus anthracis Sterne and Bacillus thuringiensis Al Hakam | humic acid and spent sporulation media | Physical | [11 empty] | 0 |  |  |  |  | 65 |  | 80 | Sol Cont | steady-state conditions | 2880 |  |  | 7.1 | LSurv | 0.2 |  |  |  | 7.4 | 5 | [17 empty] | 7.4
Buhr 2015 Test methods and response surface models for hot, humid air decontamition of materials contamited with dirty spores of Bacillus anthracis Sterne and Bacillus thuringiensis Al Hakam | humic acid and spent sporulation media | Physical | [11 empty] | 0 |  |  |  |  | 55 |  | 80 | Sol Cont | steady-state conditions | 2880 |  |  | 6.7 | LSurv | 0.03 |  |  |  | 6.9 | 5 | [17 empty] | 6.9
Buhr 2015 Test methods and response surface models for hot, humid air decontamition of materials contamited with dirty spores of Bacillus anthracis Sterne and Bacillus thuringiensis Al Hakam | humic acid and spent sporulation media | Physical |  |  |  |  | 4 | cm^2 | 0.0004 | m^2 |  |  |  | 0 |  |  |  |  | 65 |  | 80 | wiring insulation | steady-state conditions | 4320 |  |  | 6.4 | LSurv | 0.02 |  |  |  | 6.9 | 5 | [12 empty] | /cm^2 |  |  |  |  | 6.9
Buhr 2015 Test methods and response surface models for hot, humid air decontamition of materials contamited with dirty spores of Bacillus anthracis Sterne and Bacillus thuringiensis Al Hakam | humic acid and spent sporulation media | Physical |  |  |  |  | 4 | cm^2 | 0.0004 | m^2 |  |  |  | 0 |  |  |  |  | 65 |  | 80 | aluminum with aircraft performance coating | steady-state conditions | 4320 |  |  | 6.5 | LSurv | 0.03 |  |  |  | 6.9 | 5 | [12 empty] | /cm^2 |  |  |  |  | 6.9
Buhr 2015 Test methods and response surface models for hot, humid air decontamition of materials contamited with dirty spores of Bacillus anthracis Sterne and Bacillus thuringiensis Al Hakam | humic acid and spent sporulation media | Physical |  |  |  |  | 4 | cm^2 | 0.0004 | m^2 |  |  |  | 0 |  |  |  |  | 65 |  | 80 | anti-skid grit tape | steady-state conditions | 4320 |  |  | 6.8 | LSurv | 0.02 |  |  |  | 6.9 | 5 | [12 empty] | /cm^2 |  |  |  |  | 6.9
Buhr 2015 Test methods and response surface models for hot, humid air decontamition of materials contamited with dirty spores of Bacillus anthracis Sterne and Bacillus thuringiensis Al Hakam | humic acid and spent sporulation media | Physical |  |  |  |  | 4 | cm^2 | 0.0004 | m^2 |  |  |  | 0 |  |  |  |  | 65 |  | 80 | Plastic | steady-state conditions | 4320 |  |  | 6.3 | LSurv | 0.03 |  |  |  | 6.9 | 5 | [12 empty] | /cm^2 |  |  |  |  | 6.9
Buhr 2015 Test methods and response surface models for hot, humid air decontamition of materials contamited with dirty spores of Bacillus anthracis Sterne and Bacillus thuringiensis Al Hakam | humic acid and spent sporulation media | Physical |  |  |  |  | 4 | cm^2 | 0.0004 | m^2 |  |  |  | 0 |  |  |  |  | 65 |  | 80 | Nylon | steady-state conditions | 4320 |  |  | 6.6 | LSurv | 0.04 |  |  |  | 6.9 | 5 | [12 empty] | /cm^2 |  |  |  |  | 6.9
Buhr 2015 Test methods and response surface models for hot, humid air decontamition of materials contamited with dirty spores of Bacillus anthracis Sterne and Bacillus thuringiensis Al Hakam | humic acid and spent sporulation media | Physical | [11 empty] | 0 |  |  |  |  | 65 |  | 80 | Sol Cont | steady-state conditions | 4320 |  |  | 4.7 | LSurv | 0.17 |  |  |  | 6.9 | 5 | [17 empty] | 6.9
Buhr 2015 Test methods and response surface models for hot, humid air decontamition of materials contamited with dirty spores of Bacillus anthracis Sterne and Bacillus thuringiensis Al Hakam | humic acid and spent sporulation media | Physical |  |  |  |  | 4 | cm^2 | 0.0004 | m^2 |  |  |  | 0 |  |  |  |  | 75 |  | 70 | wiring insulation | steady-state conditions | 1440 |  |  | 6.8 | LSurv | 0.3 |  |  |  | 7.4 | 5 | [12 empty] | /cm^2 |  |  |  |  | 7.4
Buhr 2015 Test methods and response surface models for hot, humid air decontamition of materials contamited with dirty spores of Bacillus anthracis Sterne and Bacillus thuringiensis Al Hakam | humic acid and spent sporulation media | Physical |  |  |  |  | 4 | cm^2 | 0.0004 | m^2 |  |  |  | 0 |  |  |  |  | 55 |  | 70 | wiring insulation | steady-state conditions | 1440 |  |  | 7.4 | LSurv | 0.2 |  |  |  | 7.4 | 5 | [12 empty] | /cm^2 |  |  |  |  | 7.4
Buhr 2015 Test methods and response surface models for hot, humid air decontamition of materials contamited with dirty spores of Bacillus anthracis Sterne and Bacillus thuringiensis Al Hakam | humic acid and spent sporulation media | Physical |  |  |  |  | 4 | cm^2 | 0.0004 | m^2 |  |  |  | 0 |  |  |  |  | 75 |  | 70 | aluminum with aircraft performance coating | steady-state conditions | 1440 |  |  | 7.1 | LSurv | 0.2 |  |  |  | 7.4 | 5 | [12 empty] | /cm^2 |  |  |  |  | 7.4
Buhr 2015 Test methods and response surface models for hot, humid air decontamition of materials contamited with dirty spores of Bacillus anthracis Sterne and Bacillus thuringiensis Al Hakam | humic acid and spent sporulation media | Physical |  |  |  |  | 4 | cm^2 | 0.0004 | m^2 |  |  |  | 0 |  |  |  |  | 55 |  | 70 | aluminum with aircraft performance coating | steady-state conditions | 1440 |  |  | 7.4 | LSurv | 0.3 |  |  |  | 7.4 | 5 | [12 empty] | /cm^2 |  |  |  |  | 7.4
Buhr 2015 Test methods and response surface models for hot, humid air decontamition of materials contamited with dirty spores of Bacillus anthracis Sterne and Bacillus thuringiensis Al Hakam | humic acid and spent sporulation media | Physical |  |  |  |  | 4 | cm^2 | 0.0004 | m^2 |  |  |  | 0 |  |  |  |  | 75 |  | 70 | anti-skid grit tape | steady-state conditions | 1440 |  |  | 7 | LSurv | 0.3 |  |  |  | 7.4 | 5 | [12 empty] | /cm^2 |  |  |  |  | 7.4
Buhr 2015 Test methods and response surface models for hot, humid air decontamition of materials contamited with dirty spores of Bacillus anthracis Sterne and Bacillus thuringiensis Al Hakam | humic acid and spent sporulation media | Physical |  |  |  |  | 4 | cm^2 | 0.0004 | m^2 |  |  |  | 0 |  |  |  |  | 55 |  | 70 | anti-skid grit tape | steady-state conditions | 1440 |  |  | 7.3 | LSurv | 0.1 |  |  |  | 7.4 | 5 | [12 empty] | /cm^2 |  |  |  |  | 7.4
Buhr 2015 Test methods and response surface models for hot, humid air decontamition of materials contamited with dirty spores of Bacillus anthracis Sterne and Bacillus thuringiensis Al Hakam | humic acid and spent sporulation media | Physical |  |  |  |  | 4 | cm^2 | 0.0004 | m^2 |  |  |  | 0 |  |  |  |  | 75 |  | 70 | Plastic | steady-state conditions | 1440 |  |  | 7 | LSurv | 0.2 |  |  |  | 7.4 | 5 | [12 empty] | /cm^2 |  |  |  |  | 7.4
Buhr 2015 Test methods and response surface models for hot, humid air decontamition of materials contamited with dirty spores of Bacillus anthracis Sterne and Bacillus thuringiensis Al Hakam | humic acid and spent sporulation media | Physical |  |  |  |  | 4 | cm^2 | 0.0004 | m^2 |  |  |  | 0 |  |  |  |  | 55 |  | 70 | Plastic | steady-state conditions | 1440 |  |  | 7.2 | LSurv | 0.2 |  |  |  | 7.4 | 5 | [12 empty] | /cm^2 |  |  |  |  | 7.4
Buhr 2015 Test methods and response surface models for hot, humid air decontamition of materials contamited with dirty spores of Bacillus anthracis Sterne and Bacillus thuringiensis Al Hakam | humic acid and spent sporulation media | Physical |  |  |  |  | 4 | cm^2 | 0.0004 | m^2 |  |  |  | 0 |  |  |  |  | 75 |  | 70 | Nylon | steady-state conditions | 1440 |  |  | 7.1 | LSurv | 0.1 |  |  |  | 7.4 | 5 | [12 empty] | /cm^2 |  |  |  |  | 7.4
Buhr 2015 Test methods and response surface models for hot, humid air decontamition of materials contamited with dirty spores of Bacillus anthracis Sterne and Bacillus thuringiensis Al Hakam | humic acid and spent sporulation media | Physical |  |  |  |  | 4 | cm^2 | 0.0004 | m^2 |  |  |  | 0 |  |  |  |  | 55 |  | 70 | Nylon | steady-state conditions | 1440 |  |  | 7.3 | LSurv | 0.1 |  |  |  | 7.4 | 5 | [12 empty] | /cm^2 |  |  |  |  | 7.4
Buhr 2015 Test methods and response surface models for hot, humid air decontamition of materials contamited with dirty spores of Bacillus anthracis Sterne and Bacillus thuringiensis Al Hakam | humic acid and spent sporulation media | Physical | [11 empty] | 0 |  |  |  |  | 75 |  | 70 | Sol Cont | steady-state conditions | 1440 |  |  | 1.8 | LSurv | 0.17 |  |  |  | 7.4 | 5 | [17 empty] | 7.4
Buhr 2015 Test methods and response surface models for hot, humid air decontamition of materials contamited with dirty spores of Bacillus anthracis Sterne and Bacillus thuringiensis Al Hakam | humic acid and spent sporulation media | Physical | [11 empty] | 0 |  |  |  |  | 55 |  | 70 | Sol Cont | steady-state conditions | 1440 |  |  | 7.3 | LSurv | 0.2 |  |  |  | 7.4 | 5 | [17 empty] | 7.4
Buhr 2015 Test methods and response surface models for hot, humid air decontamition of materials contamited with dirty spores of Bacillus anthracis Sterne and Bacillus thuringiensis Al Hakam | humic acid and spent sporulation media | Physical |  |  |  |  | 4 | cm^2 | 0.0004 | m^2 |  |  |  | 0 |  |  |  |  | 65 |  | 70 | wiring insulation | steady-state conditions | 2880 |  |  | 6.8 | LSurv | 0.02 |  |  |  | 6.9 | 5 | [12 empty] | /cm^2 |  |  |  |  | 6.9
Buhr 2015 Test methods and response surface models for hot, humid air decontamition of materials contamited with dirty spores of Bacillus anthracis Sterne and Bacillus thuringiensis Al Hakam | humic acid and spent sporulation media | Physical |  |  |  |  | 4 | cm^2 | 0.0004 | m^2 |  |  |  | 0 |  |  |  |  | 65 |  | 70 | aluminum with aircraft performance coating | steady-state conditions | 2880 |  |  | 6.9 | LSurv | 0.03 |  |  |  | 6.9 | 5 | [12 empty] | /cm^2 |  |  |  |  | 6.9
Buhr 2015 Test methods and response surface models for hot, humid air decontamition of materials contamited with dirty spores of Bacillus anthracis Sterne and Bacillus thuringiensis Al Hakam | humic acid and spent sporulation media | Physical |  |  |  |  | 4 | cm^2 | 0.0004 | m^2 |  |  |  | 0 |  |  |  |  | 65 |  | 70 | anti-skid grit tape | steady-state conditions | 2880 |  |  | 7 | LSurv | 0.02 |  |  |  | 6.9 | 5 | [12 empty] | /cm^2 |  |  |  |  | 6.9
Buhr 2015 Test methods and response surface models for hot, humid air decontamition of materials contamited with dirty spores of Bacillus anthracis Sterne and Bacillus thuringiensis Al Hakam | humic acid and spent sporulation media | Physical |  |  |  |  | 4 | cm^2 | 0.0004 | m^2 |  |  |  | 0 |  |  |  |  | 65 |  | 70 | Plastic | steady-state conditions | 2880 |  |  | 6.7 | LSurv | 0.03 |  |  |  | 6.9 | 5 | [12 empty] | /cm^2 |  |  |  |  | 6.9
Buhr 2015 Test methods and response surface models for hot, humid air decontamition of materials contamited with dirty spores of Bacillus anthracis Sterne and Bacillus thuringiensis Al Hakam | humic acid and spent sporulation media | Physical |  |  |  |  | 4 | cm^2 | 0.0004 | m^2 |  |  |  | 0 |  |  |  |  | 65 |  | 70 | Nylon | steady-state conditions | 2880 |  |  | 6.7 | LSurv | 0.01 |  |  |  | 6.9 | 5 | [12 empty] | /cm^2 |  |  |  |  | 6.9
Buhr 2015 Test methods and response surface models for hot, humid air decontamition of materials contamited with dirty spores of Bacillus anthracis Sterne and Bacillus thuringiensis Al Hakam | humic acid and spent sporulation media | Physical | [11 empty] | 0 |  |  |  |  | 65 |  | 70 | Sol Cont | steady-state conditions | 2880 |  |  | 6.1 | LSurv | 0.08 |  |  |  | 6.9 | 5 | [17 empty] | 6.9
Buhr 2015 Test methods and response surface models for hot, humid air decontamition of materials contamited with dirty spores of Bacillus anthracis Sterne and Bacillus thuringiensis Al Hakam | humic acid and spent sporulation media | Physical |  |  |  |  | 4 | cm^2 | 0.0004 | m^2 |  |  |  | 0 |  |  |  |  | 75 |  | 70 | wiring insulation | steady-state conditions | 4320 |  |  | 5.5 | LSurv | 0.1 |  |  |  | 7.4 | 5 | [12 empty] | /cm^2 |  |  |  |  | 7.4
Buhr 2015 Test methods and response surface models for hot, humid air decontamition of materials contamited with dirty spores of Bacillus anthracis Sterne and Bacillus thuringiensis Al Hakam | humic acid and spent sporulation media | Physical |  |  |  |  | 4 | cm^2 | 0.0004 | m^2 |  |  |  | 0 |  |  |  |  | 55 |  | 70 | wiring insulation | steady-state conditions | 4320 |  |  | 7.3 | LSurv | 0.2 |  |  |  | 7.4 | 5 | [12 empty] | /cm^2 |  |  |  |  | 7.4
Buhr 2015 Test methods and response surface models for hot, humid air decontamition of materials contamited with dirty spores of Bacillus anthracis Sterne and Bacillus thuringiensis Al Hakam | humic acid and spent sporulation media | Physical |  |  |  |  | 4 | cm^2 | 0.0004 | m^2 |  |  |  | 0 |  |  |  |  | 75 |  | 70 | aluminum with aircraft performance coating | steady-state conditions | 4320 |  |  | 6.1 | LSurv | 0.1 |  |  |  | 7.4 | 5 | [12 empty] | /cm^2 |  |  |  |  | 7.4
Buhr 2015 Test methods and response surface models for hot, humid air decontamition of materials contamited with dirty spores of Bacillus anthracis Sterne and Bacillus thuringiensis Al Hakam | humic acid and spent sporulation media | Physical |  |  |  |  | 4 | cm^2 | 0.0004 | m^2 |  |  |  | 0 |  |  |  |  | 55 |  | 70 | aluminum with aircraft performance coating | steady-state conditions | 4320 |  |  | 7.3 | LSurv | 0.2 |  |  |  | 7.4 | 5 | [12 empty] | /cm^2 |  |  |  |  | 7.4
Buhr 2015 Test methods and response surface models for hot, humid air decontamition of materials contamited with dirty spores of Bacillus anthracis Sterne and Bacillus thuringiensis Al Hakam | humic acid and spent sporulation media | Physical |  |  |  |  | 4 | cm^2 | 0.0004 | m^2 |  |  |  | 0 |  |  |  |  | 75 |  | 70 | anti-skid grit tape | steady-state conditions | 4320 |  |  | 5 | LSurv | 0.4 |  |  |  | 7.4 | 5 | [12 empty] | /cm^2 |  |  |  |  | 7.4
Buhr 2015 Test methods and response surface models for hot, humid air decontamition of materials contamited with dirty spores of Bacillus anthracis Sterne and Bacillus thuringiensis Al Hakam | humic acid and spent sporulation media | Physical |  |  |  |  | 4 | cm^2 | 0.0004 | m^2 |  |  |  | 0 |  |  |  |  | 55 |  | 70 | anti-skid grit tape | steady-state conditions | 4320 |  |  | 7 | LSurv | 0.3 |  |  |  | 7.4 | 5 | [12 empty] | /cm^2 |  |  |  |  | 7.4
Buhr 2015 Test methods and response surface models for hot, humid air decontamition of materials contamited with dirty spores of Bacillus anthracis Sterne and Bacillus thuringiensis Al Hakam | humic acid and spent sporulation media | Physical |  |  |  |  | 4 | cm^2 | 0.0004 | m^2 |  |  |  | 0 |  |  |  |  | 75 |  | 70 | Plastic | steady-state conditions | 4320 |  |  | 5.7 | LSurv | 0.3 |  |  |  | 7.4 | 5 | [12 empty] | /cm^2 |  |  |  |  | 7.4
Buhr 2015 Test methods and response surface models for hot, humid air decontamition of materials contamited with dirty spores of Bacillus anthracis Sterne and Bacillus thuringiensis Al Hakam | humic acid and spent sporulation media | Physical |  |  |  |  | 4 | cm^2 | 0.0004 | m^2 |  |  |  | 0 |  |  |  |  | 55 |  | 70 | Plastic | steady-state conditions | 4320 |  |  | 7.2 | LSurv | 0.1 |  |  |  | 7.4 | 5 | [12 empty] | /cm^2 |  |  |  |  | 7.4
Buhr 2015 Test methods and response surface models for hot, humid air decontamition of materials contamited with dirty spores of Bacillus anthracis Sterne and Bacillus thuringiensis Al Hakam | humic acid and spent sporulation media | Physical |  |  |  |  | 4 | cm^2 | 0.0004 | m^2 |  |  |  | 0 |  |  |  |  | 75 |  | 70 | Nylon | steady-state conditions | 4320 |  |  | 7.1 | LSurv | 0.2 |  |  |  | 7.4 | 5 | [12 empty] | /cm^2 |  |  |  |  | 7.4
Buhr 2015 Test methods and response surface models for hot, humid air decontamition of materials contamited with dirty spores of Bacillus anthracis Sterne and Bacillus thuringiensis Al Hakam | humic acid and spent sporulation media | Physical |  |  |  |  | 4 | cm^2 | 0.0004 | m^2 |  |  |  | 0 |  |  |  |  | 55 |  | 70 | Nylon | steady-state conditions | 4320 |  |  | 7.1 | LSurv | 0.3 |  |  |  | 7.4 | 5 | [12 empty] | /cm^2 |  |  |  |  | 7.4
Buhr 2015 Test methods and response surface models for hot, humid air decontamition of materials contamited with dirty spores of Bacillus anthracis Sterne and Bacillus thuringiensis Al Hakam | humic acid and spent sporulation media | Physical | [11 empty] | 0 |  |  |  |  | 75 |  | 70 | Sol Cont | steady-state conditions | 4320 |  |  | 0 | LSurv | 0 |  |  |  | 7.4 | 5 | [17 empty] | 7.4
Buhr 2015 Test methods and response surface models for hot, humid air decontamition of materials contamited with dirty spores of Bacillus anthracis Sterne and Bacillus thuringiensis Al Hakam | humic acid and spent sporulation media | Physical | [11 empty] | 0 |  |  |  |  | 55 |  | 70 | Sol Cont | steady-state conditions | 4320 |  |  | 7.1 | LSurv | 0.1 |  |  |  | 7.4 | 5 | [17 empty] | 7.4
Xing 2014 noscale structural and mechanical alysis of Bacillus anthracis spores ictivated with rapid dry heating |  | Physical | [11 empty] | 0 |  |  |  |  | 300 |  | 50 | gold foil | steady-state conditions | 0.52705 |  |  | 6.035 | LR |  | 1.96 x SE |  |  |  | 6
Xing 2014 noscale structural and mechanical alysis of Bacillus anthracis spores ictivated with rapid dry heating |  | Physical | [11 empty] | 0 |  |  |  |  | 300 |  | 50 | gold foil | steady-state conditions | 0.16667 |  |  | 6.035 | LR |  | 1.96 x SE |  |  |  | 6
Xing 2014 noscale structural and mechanical alysis of Bacillus anthracis spores ictivated with rapid dry heating |  | Physical | [11 empty] | 0 |  |  |  |  | 300 |  | 50 | gold foil | steady-state conditions | 0.052705 |  |  | 5.937 | LR |  | 1.96 x SE |  |  |  | 6
Xing 2014 noscale structural and mechanical alysis of Bacillus anthracis spores ictivated with rapid dry heating |  | Physical | [11 empty] | 0 |  |  |  |  | 300 |  | 50 | gold foil | steady-state conditions | 0.016935 |  |  | 5.0684 | LR |  | 1.96 x SE |  |  |  | 6
Xing 2014 noscale structural and mechanical alysis of Bacillus anthracis spores ictivated with rapid dry heating |  | Physical | [11 empty] | 0 |  |  |  |  | 300 |  | 50 | gold foil | steady-state conditions | 0.0053554 |  |  | 0.93678 | LR |  | 1.96 x SE |  |  |  | 6
Xing 2014 noscale structural and mechanical alysis of Bacillus anthracis spores ictivated with rapid dry heating |  | Physical | [11 empty] | 0 |  |  |  |  | 300 |  | 50 | gold foil | steady-state conditions | 0.0016402 |  |  | 0.71308 | LR |  | 1.96 x SE |  |  |  | 6
Xing 2014 noscale structural and mechanical alysis of Bacillus anthracis spores ictivated with rapid dry heating |  | Physical | [11 empty] | 0 |  |  |  |  | 295.935 |  | 50 | gold foil | steady-state conditions | 0.0016667 |  |  | 0.6566 | LR |  | 1.96 x SE |  |  |  | 6
Xing 2014 noscale structural and mechanical alysis of Bacillus anthracis spores ictivated with rapid dry heating |  | Physical | [11 empty] | 0 |  |  |  |  | 424.6612 |  | 50 | gold foil | steady-state conditions | 0.0016667 |  |  | 1.1456 | LR |  | 1.96 x SE |  |  |  | 6
Xing 2014 noscale structural and mechanical alysis of Bacillus anthracis spores ictivated with rapid dry heating |  | Physical | [11 empty] | 0 |  |  |  |  | 549.3225 |  | 50 | gold foil | steady-state conditions | 0.0016667 |  |  | 2.4204 | LR |  | 1.96 x SE |  |  |  | 6
Xing 2014 noscale structural and mechanical alysis of Bacillus anthracis spores ictivated with rapid dry heating |  | Physical | [11 empty] | 0 |  |  |  |  | 676.6938 |  | 50 | gold foil | steady-state conditions | 0.0016667 |  |  | 4.6907 | LR |  | 1.96 x SE |  |  |  | 6
Xing 2014 noscale structural and mechanical alysis of Bacillus anthracis spores ictivated with rapid dry heating |  | Physical | [11 empty] | 0 |  |  |  |  | 800 |  | 50 | gold foil | steady-state conditions | 0.0016667 |  |  | 7.2229 | LR |  | 1.96 x SE |  |  |  | 6
Buhr 2012 Test method development to evaluate hot, humid air decontamition of materials contamited with Bacillus anthracis Sterne and B. thuringiensis Al Hakam spores |  | Physical |  |  |  |  | 4 | cm^2 | 0.0004 | m^2 |  |  |  | 0 |  |  |  |  | 60 |  | 90 | Polypropylene | steady-state conditions | 1440 |  |  | 7.5 | LSurv | 0.5 | SD |  |  | 7.7 | 5 | [12 empty] | /cm^2 |  |  |  |  | 7.7
Buhr 2012 Test method development to evaluate hot, humid air decontamition of materials contamited with Bacillus anthracis Sterne and B. thuringiensis Al Hakam spores |  | Physical |  |  |  |  | 4 | cm^2 | 0.0004 | m^2 |  |  |  | 0 |  |  |  |  | 60 |  | 60 | Nylon | steady-state conditions | 1440 |  |  | 7.3 | LSurv | 0.2 | SD |  |  | 7.3 | 5 | [12 empty] | /cm^2 |  |  |  |  | 7.3
Buhr 2012 Test method development to evaluate hot, humid air decontamition of materials contamited with Bacillus anthracis Sterne and B. thuringiensis Al Hakam spores |  | Physical |  |  |  |  | 4 | cm^2 | 0.0004 | m^2 |  |  |  | 0 |  |  |  |  | 60 |  | 90 | wet polypropylene | steady-state conditions | 1440 |  |  | 7.2 | LSurv | 0.3 | SD |  |  | 7.3 | 5 | [12 empty] | /cm^2 |  |  |  |  | 7.3
Buhr 2012 Test method development to evaluate hot, humid air decontamition of materials contamited with Bacillus anthracis Sterne and B. thuringiensis Al Hakam spores |  | Physical |  |  |  |  | 4 | cm^2 | 0.0004 | m^2 |  |  |  | 0 |  |  |  |  | 60 |  | 60 | painted aluminum (aircraft performance coating) | steady-state conditions | 1440 |  |  | 7.2 | LSurv | 0.3 | SD |  |  | 7.3 | 5 | [12 empty] | /cm^2 |  |  |  |  | 7.3
Buhr 2012 Test method development to evaluate hot, humid air decontamition of materials contamited with Bacillus anthracis Sterne and B. thuringiensis Al Hakam spores |  | Physical |  |  |  |  | 4 | cm^2 | 0.0004 | m^2 |  |  |  | 0 |  |  |  |  | 60 |  | 60 | wiring insulation insulation | steady-state conditions | 1440 |  |  | 7.2 | LSurv | 0.2 | SD |  |  | 7.3 | 5 | [12 empty] | /cm^2 |  |  |  |  | 7.3
Buhr 2012 Test method development to evaluate hot, humid air decontamition of materials contamited with Bacillus anthracis Sterne and B. thuringiensis Al Hakam spores |  | Physical |  |  |  |  | 4 | cm^2 | 0.0004 | m^2 |  |  |  | 0 |  |  |  |  | 60 |  | 60 | Polypropylene | steady-state conditions | 1440 |  |  | 7.2 | LSurv | 0.4 | SD |  |  | 7.3 | 5 | [12 empty] | /cm^2 |  |  |  |  | 7.3
Buhr 2012 Test method development to evaluate hot, humid air decontamition of materials contamited with Bacillus anthracis Sterne and B. thuringiensis Al Hakam spores |  | Physical |  |  |  |  | 4 | cm^2 | 0.0004 | m^2 |  |  |  | 0 |  |  |  |  | 60 |  | 90 | Nylon | steady-state conditions | 1440 |  |  | 7.1 | LSurv | 0.4 | SD |  |  | 7.3 | 5 | [12 empty] | /cm^2 |  |  |  |  | 7.3
Buhr 2012 Test method development to evaluate hot, humid air decontamition of materials contamited with Bacillus anthracis Sterne and B. thuringiensis Al Hakam spores |  | Physical |  |  |  |  | 4 | cm^2 | 0.0004 | m^2 |  |  |  | 0 |  |  |  |  | 60 |  | 90 | Polypropylene | steady-state conditions | 1440 |  |  | 7.1 | LSurv | 0.3 | SD |  |  | 7.3 | 5 | [12 empty] | /cm^2 |  |  |  |  | 7.3
Buhr 2012 Test method development to evaluate hot, humid air decontamition of materials contamited with Bacillus anthracis Sterne and B. thuringiensis Al Hakam spores |  | Physical |  |  |  |  | 4 | cm^2 | 0.0004 | m^2 |  |  |  | 0 |  |  |  |  | 60 |  | 90 | Anti-skid material on aluminum | steady-state conditions | 1440 |  |  | 7.1 | LSurv | 1.6 | SD |  |  | 7.7 | 5 | [12 empty] | /cm^2 |  |  |  |  | 7.7
Buhr 2012 Test method development to evaluate hot, humid air decontamition of materials contamited with Bacillus anthracis Sterne and B. thuringiensis Al Hakam spores |  | Physical |  |  |  |  | 4 | cm^2 | 0.0004 | m^2 |  |  |  | 0 |  |  |  |  | 60 |  | 90 | wet polypropylene | steady-state conditions | 1440 |  |  | 7.6 | LSurv | 0.4 | SD |  |  | 7.7 | 5 | [12 empty] | /cm^2 |  |  |  |  | 7.7
Buhr 2012 Test method development to evaluate hot, humid air decontamition of materials contamited with Bacillus anthracis Sterne and B. thuringiensis Al Hakam spores |  | Physical |  |  |  |  | 4 | cm^2 | 0.0004 | m^2 |  |  |  | 0 |  |  |  |  | 60 |  | 60 | Nylon | steady-state conditions | 1440 |  |  | 7.6 | LSurv | 0.4 | SD |  |  | 7.7 | 5 | [12 empty] | /cm^2 |  |  |  |  | 7.7
Buhr 2012 Test method development to evaluate hot, humid air decontamition of materials contamited with Bacillus anthracis Sterne and B. thuringiensis Al Hakam spores |  | Physical |  |  |  |  | 4 | cm^2 | 0.0004 | m^2 |  |  |  | 0 |  |  |  |  | 60 |  | 90 | Nylon | steady-state conditions | 1440 |  |  | 7.5 | LSurv | 4 | SD |  |  | 7.7 | 5 | [12 empty] | /cm^2 |  |  |  |  | 7.7
Buhr 2012 Test method development to evaluate hot, humid air decontamition of materials contamited with Bacillus anthracis Sterne and B. thuringiensis Al Hakam spores |  | Physical |  |  |  |  | 4 | cm^2 | 0.0004 | m^2 |  |  |  | 0 |  |  |  |  | 60 |  | 90 | Nylon | steady-state conditions | 10080 |  |  | 7.5 | LSurv | 0.4 | SD |  |  | 7.7 | 5 | [12 empty] | /cm^2 |  |  |  |  | 7.7
Buhr 2012 Test method development to evaluate hot, humid air decontamition of materials contamited with Bacillus anthracis Sterne and B. thuringiensis Al Hakam spores |  | Physical |  |  |  |  | 4 | cm^2 | 0.0004 | m^2 |  |  |  | 0 |  |  |  |  | 60 |  | 60 | Anti-skid material on aluminum | steady-state conditions | 1440 |  |  | 7.5 | LSurv | 0.5 | SD |  |  | 7.7 | 5 | [12 empty] | /cm^2 |  |  |  |  | 7.7
Buhr 2012 Test method development to evaluate hot, humid air decontamition of materials contamited with Bacillus anthracis Sterne and B. thuringiensis Al Hakam spores |  | Physical |  |  |  |  | 4 | cm^2 | 0.0004 | m^2 |  |  |  | 0 |  |  |  |  | 60 |  | 60 | wet polypropylene | steady-state conditions | 1440 |  |  | 7.5 | LSurv | 0.3 | SD |  |  | 7.7 | 5 | [12 empty] | /cm^2 |  |  |  |  | 7.7
Buhr 2012 Test method development to evaluate hot, humid air decontamition of materials contamited with Bacillus anthracis Sterne and B. thuringiensis Al Hakam spores |  | Physical |  |  |  |  | 4 | cm^2 | 0.0004 | m^2 |  |  |  | 0 |  |  |  |  | 60 |  | 90 | Polypropylene | steady-state conditions | 10080 |  |  | 7.4 | LSurv | 2.9 | SD |  |  | 7.7 | 5 | [12 empty] | /cm^2 |  |  |  |  | 7.7
Buhr 2012 Test method development to evaluate hot, humid air decontamition of materials contamited with Bacillus anthracis Sterne and B. thuringiensis Al Hakam spores |  | Physical |  |  |  |  | 4 | cm^2 | 0.0004 | m^2 |  |  |  | 0 |  |  |  |  | 60 |  | 60 | Polypropylene | steady-state conditions | 1440 |  |  | 7.4 | LSurv | 0.5 | SD |  |  | 7.7 | 5 | [12 empty] | /cm^2 |  |  |  |  | 7.7
Buhr 2012 Test method development to evaluate hot, humid air decontamition of materials contamited with Bacillus anthracis Sterne and B. thuringiensis Al Hakam spores |  | Physical |  |  |  |  | 4 | cm^2 | 0.0004 | m^2 |  |  |  | 0 |  |  |  |  | 77 |  | 60 | Nylon | steady-state conditions | 10080 |  |  | 7.4 | LSurv | 5 | SD |  |  | 7.7 | 5 | [12 empty] | /cm^2 |  |  |  |  | 7.7
Buhr 2012 Test method development to evaluate hot, humid air decontamition of materials contamited with Bacillus anthracis Sterne and B. thuringiensis Al Hakam spores |  | Physical |  |  |  |  | 4 | cm^2 | 0.0004 | m^2 |  |  |  | 0 |  |  |  |  | 60 |  | 60 | Nylon | steady-state conditions | 10080 |  |  | 7.4 | LSurv | 4 | SD |  |  | 7.7 | 5 | [12 empty] | /cm^2 |  |  |  |  | 7.7
Buhr 2012 Test method development to evaluate hot, humid air decontamition of materials contamited with Bacillus anthracis Sterne and B. thuringiensis Al Hakam spores |  | Physical |  |  |  |  | 4 | cm^2 | 0.0004 | m^2 |  |  |  | 0 |  |  |  |  | 77 |  | 60 | Nylon | steady-state conditions | 1440 |  |  | 7.3 | LSurv | 0.3 | SD |  |  | 7.3 | 5 | [12 empty] | /cm^2 |  |  |  |  | 7.3
Buhr 2012 Test method development to evaluate hot, humid air decontamition of materials contamited with Bacillus anthracis Sterne and B. thuringiensis Al Hakam spores |  | Physical |  |  |  |  | 4 | cm^2 | 0.0004 | m^2 |  |  |  | 0 |  |  |  |  | 60 |  | 90 | painted aluminum (aircraft performance coating) | steady-state conditions | 1440 |  |  | 7.3 | LSurv | 10 | SD |  |  | 7.7 | 5 | [12 empty] | /cm^2 |  |  |  |  | 7.7
Buhr 2012 Test method development to evaluate hot, humid air decontamition of materials contamited with Bacillus anthracis Sterne and B. thuringiensis Al Hakam spores |  | Physical |  |  |  |  | 4 | cm^2 | 0.0004 | m^2 |  |  |  | 0 |  |  |  |  | 60 |  | 90 | wiring insulation | steady-state conditions | 1440 |  |  | 7.3 | LSurv | 19 | SD |  |  | 7.7 | 5 | [12 empty] | /cm^2 |  |  |  |  | 7.7
Buhr 2012 Test method development to evaluate hot, humid air decontamition of materials contamited with Bacillus anthracis Sterne and B. thuringiensis Al Hakam spores |  | Physical |  |  |  |  | 4 | cm^2 | 0.0004 | m^2 |  |  |  | 0 |  |  |  |  | 68 |  | 75 | Nylon | steady-state conditions | 5760 |  |  | 7.3 | LSurv | 0.4 | SD |  |  | 7.7 | 5 | [12 empty] | /cm^2 |  |  |  |  | 7.7
Buhr 2012 Test method development to evaluate hot, humid air decontamition of materials contamited with Bacillus anthracis Sterne and B. thuringiensis Al Hakam spores |  | Physical |  |  |  |  | 4 | cm^2 | 0.0004 | m^2 |  |  |  | 0 |  |  |  |  | 60 |  | 75 | Nylon | steady-state conditions | 5760 |  |  | 7.3 | LSurv | 0.3 | SD |  |  | 7.2 | 5 | [12 empty] | /cm^2 |  |  |  |  | 7.2
Buhr 2012 Test method development to evaluate hot, humid air decontamition of materials contamited with Bacillus anthracis Sterne and B. thuringiensis Al Hakam spores |  | Physical |  |  |  |  | 4 | cm^2 | 0.0004 | m^2 |  |  |  | 0 |  |  |  |  | 60 |  | 60 | painted aluminum (aircraft performance coating) | steady-state conditions | 1440 |  |  | 7.3 | LSurv | 0.3 | SD |  |  | 7.7 | 5 | [12 empty] | /cm^2 |  |  |  |  | 7.7
Buhr 2012 Test method development to evaluate hot, humid air decontamition of materials contamited with Bacillus anthracis Sterne and B. thuringiensis Al Hakam spores |  | Physical |  |  |  |  | 4 | cm^2 | 0.0004 | m^2 |  |  |  | 0 |  |  |  |  | 77 |  | 60 | Nylon | steady-state conditions | 1440 |  |  | 7.3 | LSurv | 0.3 | SD |  |  | 7.7 | 5 | [12 empty] | /cm^2 |  |  |  |  | 7.7
Buhr 2012 Test method development to evaluate hot, humid air decontamition of materials contamited with Bacillus anthracis Sterne and B. thuringiensis Al Hakam spores |  | Physical |  |  |  |  | 4 | cm^2 | 0.0004 | m^2 |  |  |  | 0 |  |  |  |  | 60 |  | 60 | painted aluminum (aircraft performance coating) | steady-state conditions | 10080 |  |  | 7.3 | LSurv | 12 | SD |  |  | 7.7 | 5 | [12 empty] | /cm^2 |  |  |  |  | 7.7
Buhr 2012 Test method development to evaluate hot, humid air decontamition of materials contamited with Bacillus anthracis Sterne and B. thuringiensis Al Hakam spores |  | Physical |  |  |  |  | 4 | cm^2 | 0.0004 | m^2 |  |  |  | 0 |  |  |  |  | 60 |  | 60 | Polypropylene | steady-state conditions | 10080 |  |  | 7.3 | LSurv | 6 | SD |  |  | 7.7 | 5 | [12 empty] | /cm^2 |  |  |  |  | 7.7
Buhr 2012 Test method development to evaluate hot, humid air decontamition of materials contamited with Bacillus anthracis Sterne and B. thuringiensis Al Hakam spores |  | Physical |  |  |  |  | 4 | cm^2 | 0.0004 | m^2 |  |  |  | 0 |  |  |  |  | 60 |  | 60 | wiring insulation | steady-state conditions | 1440 |  |  | 7.2 | LSurv | 0.5 | SD |  |  | 7.7 | 5 | [12 empty] | /cm^2 |  |  |  |  | 7.7
Buhr 2012 Test method development to evaluate hot, humid air decontamition of materials contamited with Bacillus anthracis Sterne and B. thuringiensis Al Hakam spores |  | Physical |  |  |  |  | 4 | cm^2 | 0.0004 | m^2 |  |  |  | 0 |  |  |  |  | 60 |  | 60 | InsulFab | steady-state conditions | 10080 |  |  | 7.2 | LSurv | 12 | SD |  |  | 7.7 | 5 | [12 empty] | /cm^2 |  |  |  |  | 7.7
Buhr 2012 Test method development to evaluate hot, humid air decontamition of materials contamited with Bacillus anthracis Sterne and B. thuringiensis Al Hakam spores |  | Physical |  |  |  |  | 4 | cm^2 | 0.0004 | m^2 |  |  |  | 0 |  |  |  |  | 68 |  | 75 | Nylon | steady-state conditions | 1440 |  |  | 7.1 | LSurv | 0.1 | SD |  |  | 7.2 | 5 | [12 empty] | /cm^2 |  |  |  |  | 7.2
Buhr 2012 Test method development to evaluate hot, humid air decontamition of materials contamited with Bacillus anthracis Sterne and B. thuringiensis Al Hakam spores |  | Physical |  |  |  |  | 4 | cm^2 | 0.0004 | m^2 |  |  |  | 0 |  |  |  |  | 60 |  | 90 | InsulFab | steady-state conditions | 1440 |  |  | 7.1 | LSurv | 3.1 | SD |  |  | 7.7 | 5 | [12 empty] | /cm^2 |  |  |  |  | 7.7
Buhr 2012 Test method development to evaluate hot, humid air decontamition of materials contamited with Bacillus anthracis Sterne and B. thuringiensis Al Hakam spores |  | Physical |  |  |  |  | 4 | cm^2 | 0.0004 | m^2 |  |  |  | 0 |  |  |  |  | 68 |  | 75 | Nylon | steady-state conditions | 1440 |  |  | 7.1 | LSurv | 0.2 | SD |  |  | 7.2 | 5 | [12 empty] | /cm^2 |  |  |  |  | 7.2
Buhr 2012 Test method development to evaluate hot, humid air decontamition of materials contamited with Bacillus anthracis Sterne and B. thuringiensis Al Hakam spores |  | Physical |  |  |  |  | 4 | cm^2 | 0.0004 | m^2 |  |  |  | 0 |  |  |  |  | 68 |  | 60 | Nylon | steady-state conditions | 5760 |  |  | 7.1 | LSurv | 0.2 | SD |  |  | 7.2 | 5 | [12 empty] | /cm^2 |  |  |  |  | 7.2
Buhr 2012 Test method development to evaluate hot, humid air decontamition of materials contamited with Bacillus anthracis Sterne and B. thuringiensis Al Hakam spores |  | Physical |  |  |  |  | 4 | cm^2 | 0.0004 | m^2 |  |  |  | 0 |  |  |  |  | 60 |  | 60 | wiring insulation | steady-state conditions | 10080 |  |  | 7.1 | LSurv | 33 | SD |  |  | 7.7 | 5 | [12 empty] | /cm^2 |  |  |  |  | 7.7
Buhr 2012 Test method development to evaluate hot, humid air decontamition of materials contamited with Bacillus anthracis Sterne and B. thuringiensis Al Hakam spores |  | Physical |  |  |  |  | 4 | cm^2 | 0.0004 | m^2 |  |  |  | 0 |  |  |  |  | 68 |  | 75 | Nylon | steady-state conditions | 5760 |  |  | 7 | LSurv | 0.2 | SD |  |  | 7.2 | 5 | [12 empty] | /cm^2 |  |  |  |  | 7.2
Buhr 2012 Test method development to evaluate hot, humid air decontamition of materials contamited with Bacillus anthracis Sterne and B. thuringiensis Al Hakam spores |  | Physical |  |  |  |  | 4 | cm^2 | 0.0004 | m^2 |  |  |  | 0 |  |  |  |  | 60 |  | 60 | wet polypropylene | steady-state conditions | 1440 |  |  | 7 | LSurv | 0.2 | SD |  |  | 7.3 | 5 | [12 empty] | /cm^2 |  |  |  |  | 7.3
Buhr 2012 Test method development to evaluate hot, humid air decontamition of materials contamited with Bacillus anthracis Sterne and B. thuringiensis Al Hakam spores |  | Physical |  |  |  |  | 4 | cm^2 | 0.0004 | m^2 |  |  |  | 0 |  |  |  |  | 68 |  | 60 | Nylon | steady-state conditions | 5760 |  |  | 7 | LSurv | 0.1 | SD |  |  | 7.2 | 5 | [12 empty] | /cm^2 |  |  |  |  | 7.2
Buhr 2012 Test method development to evaluate hot, humid air decontamition of materials contamited with Bacillus anthracis Sterne and B. thuringiensis Al Hakam spores |  | Physical |  |  |  |  | 4 | cm^2 | 0.0004 | m^2 |  |  |  | 0 |  |  |  |  | 60 |  | 60 | InsulFab | steady-state conditions | 1440 |  |  | 7 | LSurv | 1 | SD |  |  | 7.7 | 5 | [12 empty] | /cm^2 |  |  |  |  | 7.7
Buhr 2012 Test method development to evaluate hot, humid air decontamition of materials contamited with Bacillus anthracis Sterne and B. thuringiensis Al Hakam spores |  | Physical |  |  |  |  | 4 | cm^2 | 0.0004 | m^2 |  |  |  | 0 |  |  |  |  | 60 |  | 90 | Nylon | steady-state conditions | 10080 |  |  | 6.9 | LSurv | 0.4 | SD |  |  | 7.3 | 5 | [12 empty] | /cm^2 |  |  |  |  | 7.3
Buhr 2012 Test method development to evaluate hot, humid air decontamition of materials contamited with Bacillus anthracis Sterne and B. thuringiensis Al Hakam spores |  | Physical |  |  |  |  | 4 | cm^2 | 0.0004 | m^2 |  |  |  | 0 |  |  |  |  | 60 |  | 60 | Anti-skid material on aluminum | steady-state conditions | 1440 |  |  | 6.9 | LSurv | 0.3 | SD |  |  | 7.3 | 5 | [12 empty] | /cm^2 |  |  |  |  | 7.3
Buhr 2012 Test method development to evaluate hot, humid air decontamition of materials contamited with Bacillus anthracis Sterne and B. thuringiensis Al Hakam spores |  | Physical |  |  |  |  | 4 | cm^2 | 0.0004 | m^2 |  |  |  | 0 |  |  |  |  | 60 |  | 60 | Nylon | steady-state conditions | 10080 |  |  | 6.9 | LSurv | 0.2 | SD |  |  | 7.3 | 5 | [12 empty] | /cm^2 |  |  |  |  | 7.3
Buhr 2012 Test method development to evaluate hot, humid air decontamition of materials contamited with Bacillus anthracis Sterne and B. thuringiensis Al Hakam spores |  | Physical |  |  |  |  | 4 | cm^2 | 0.0004 | m^2 |  |  |  | 0 |  |  |  |  | 68 |  | 75 | Polypropylene | steady-state conditions | 5760 |  |  | 6.9 | LSurv | 1.6 | SD |  |  | 7.7 | 5 | [12 empty] | /cm^2 |  |  |  |  | 7.7
Buhr 2012 Test method development to evaluate hot, humid air decontamition of materials contamited with Bacillus anthracis Sterne and B. thuringiensis Al Hakam spores |  | Physical |  |  |  |  | 4 | cm^2 | 0.0004 | m^2 |  |  |  | 0 |  |  |  |  | 60 |  | 75 | Polypropylene | steady-state conditions | 5760 |  |  | 6.9 | LSurv | 0.9 | SD |  |  | 7.2 | 5 | [12 empty] | /cm^2 |  |  |  |  | 7.2
Buhr 2012 Test method development to evaluate hot, humid air decontamition of materials contamited with Bacillus anthracis Sterne and B. thuringiensis Al Hakam spores |  | Physical |  |  |  |  | 4 | cm^2 | 0.0004 | m^2 |  |  |  | 0 |  |  |  |  | 60 |  | 60 | InsulFab | steady-state conditions | 1440 |  |  | 6.7 | LSurv | 0.5 | SD |  |  | 7.3 | 5 | [12 empty] | /cm^2 |  |  |  |  | 7.3
Buhr 2012 Test method development to evaluate hot, humid air decontamition of materials contamited with Bacillus anthracis Sterne and B. thuringiensis Al Hakam spores |  | Physical |  |  |  |  | 4 | cm^2 | 0.0004 | m^2 |  |  |  | 0 |  |  |  |  | 68 |  | 75 | Nylon | steady-state conditions | 10080 |  |  | 6.6 | LSurv | 0.2 | SD |  |  | 7.2 | 5 | [12 empty] | /cm^2 |  |  |  |  | 7.2
Buhr 2012 Test method development to evaluate hot, humid air decontamition of materials contamited with Bacillus anthracis Sterne and B. thuringiensis Al Hakam spores |  | Physical |  |  |  |  | 4 | cm^2 | 0.0004 | m^2 |  |  |  | 0 |  |  |  |  | 60 |  | 60 | Anti-skid material on aluminum | steady-state conditions | 10080 |  |  | 6.6 | LSurv | 1.6 | SD |  |  | 7.7 | 5 | [12 empty] | /cm^2 |  |  |  |  | 7.7
Buhr 2012 Test method development to evaluate hot, humid air decontamition of materials contamited with Bacillus anthracis Sterne and B. thuringiensis Al Hakam spores |  | Physical |  |  |  |  | 4 | cm^2 | 0.0004 | m^2 |  |  |  | 0 |  |  |  |  | 60 |  | 90 | painted aluminum (aircraft performance coating) | steady-state conditions | 1440 |  |  | 6.5 | LSurv | 0.6 | SD |  |  | 7.3 | 5 | [12 empty] | /cm^2 |  |  |  |  | 7.3
Buhr 2012 Test method development to evaluate hot, humid air decontamition of materials contamited with Bacillus anthracis Sterne and B. thuringiensis Al Hakam spores |  | Physical |  |  |  |  | 4 | cm^2 | 0.0004 | m^2 |  |  |  | 0 |  |  |  |  | 68 |  | 75 | Polypropylene | steady-state conditions | 1440 |  |  | 6.5 | LSurv | 1.3 | SD |  |  | 7.2 | 5 | [12 empty] | /cm^2 |  |  |  |  | 7.2
Buhr 2012 Test method development to evaluate hot, humid air decontamition of materials contamited with Bacillus anthracis Sterne and B. thuringiensis Al Hakam spores |  | Physical |  |  |  |  | 4 | cm^2 | 0.0004 | m^2 |  |  |  | 0 |  |  |  |  | 77 |  | 60 | Polypropylene | steady-state conditions | 1440 |  |  | 6.5 | LSurv | 1.5 | SD |  |  | 7.7 | 5 | [12 empty] | /cm^2 |  |  |  |  | 7.7
Buhr 2012 Test method development to evaluate hot, humid air decontamition of materials contamited with Bacillus anthracis Sterne and B. thuringiensis Al Hakam spores |  | Physical |  |  |  |  | 4 | cm^2 | 0.0004 | m^2 |  |  |  | 0 |  |  |  |  | 60 |  | 75 | Nylon | steady-state conditions | 5760 |  |  | 6.4 | LSurv | 0.1 | SD |  |  | 7.2 | 5 | [12 empty] | /cm^2 |  |  |  |  | 7.2
Buhr 2012 Test method development to evaluate hot, humid air decontamition of materials contamited with Bacillus anthracis Sterne and B. thuringiensis Al Hakam spores |  | Physical |  |  |  |  | 4 | cm^2 | 0.0004 | m^2 |  |  |  | 0 |  |  |  |  | 60 |  | 60 | Polypropylene | steady-state conditions | 10080 |  |  | 6.4 | LSurv | 0.3 | SD |  |  | 7.3 | 5 | [12 empty] | /cm^2 |  |  |  |  | 7.3
Buhr 2012 Test method development to evaluate hot, humid air decontamition of materials contamited with Bacillus anthracis Sterne and B. thuringiensis Al Hakam spores |  | Physical |  |  |  |  | 4 | cm^2 | 0.0004 | m^2 |  |  |  | 0 |  |  |  |  | 77 |  | 60 | Nylon | steady-state conditions | 10080 |  |  | 6.3 | LSurv | 0.5 | SD |  |  | 7.3 | 5 | [12 empty] | /cm^2 |  |  |  |  | 7.3
Buhr 2012 Test method development to evaluate hot, humid air decontamition of materials contamited with Bacillus anthracis Sterne and B. thuringiensis Al Hakam spores |  | Physical |  |  |  |  | 4 | cm^2 | 0.0004 | m^2 |  |  |  | 0 |  |  |  |  | 68 |  | 75 | Nylon | steady-state conditions | 10080 |  |  | 6.3 | LSurv | 0.5 | SD |  |  | 7.2 | 5 | [12 empty] | /cm^2 |  |  |  |  | 7.2
Buhr 2012 Test method development to evaluate hot, humid air decontamition of materials contamited with Bacillus anthracis Sterne and B. thuringiensis Al Hakam spores |  | Physical |  |  |  |  | 4 | cm^2 | 0.0004 | m^2 |  |  |  | 0 |  |  |  |  | 68 |  | 75 | Polypropylene | steady-state conditions | 1440 |  |  | 6.2 | LSurv | 2.7 | SD |  |  | 7.2 | 5 | [12 empty] | /cm^2 |  |  |  |  | 7.2
Buhr 2012 Test method development to evaluate hot, humid air decontamition of materials contamited with Bacillus anthracis Sterne and B. thuringiensis Al Hakam spores |  | Physical |  |  |  |  | 4 | cm^2 | 0.0004 | m^2 |  |  |  | 0 |  |  |  |  | 77 |  | 60 | painted aluminum (aircraft performance coating) | steady-state conditions | 1440 |  |  | 6.2 | LSurv | 2.2000000000000002 | SD |  |  | 7.7 | 5 | [12 empty] | /cm^2 |  |  |  |  | 7.7
Buhr 2012 Test method development to evaluate hot, humid air decontamition of materials contamited with Bacillus anthracis Sterne and B. thuringiensis Al Hakam spores |  | Physical |  |  |  |  | 4 | cm^2 | 0.0004 | m^2 |  |  |  | 0 |  |  |  |  | 77 |  | 60 | Anti-skid material on aluminum | steady-state conditions | 1440 |  |  | 6.2 | LSurv | 1.1000000000000001 | SD |  |  | 7.7 | 5 | [12 empty] | /cm^2 |  |  |  |  | 7.7
Buhr 2012 Test method development to evaluate hot, humid air decontamition of materials contamited with Bacillus anthracis Sterne and B. thuringiensis Al Hakam spores |  | Physical |  |  |  |  | 4 | cm^2 | 0.0004 | m^2 |  |  |  | 0 |  |  |  |  | 77 |  | 60 | painted aluminum (aircraft performance coating) | steady-state conditions | 1440 |  |  | 6 | LSurv | 1.6 | SD |  |  | 7.3 | 5 | [12 empty] | /cm^2 |  |  |  |  | 7.3
Buhr 2012 Test method development to evaluate hot, humid air decontamition of materials contamited with Bacillus anthracis Sterne and B. thuringiensis Al Hakam spores |  | Physical |  |  |  |  | 4 | cm^2 | 0.0004 | m^2 |  |  |  | 0 |  |  |  |  | 77 |  | 60 | Polypropylene | steady-state conditions | 1440 |  |  | 6 | LSurv | 2.6 | SD |  |  | 7.3 | 5 | [12 empty] | /cm^2 |  |  |  |  | 7.3
Buhr 2012 Test method development to evaluate hot, humid air decontamition of materials contamited with Bacillus anthracis Sterne and B. thuringiensis Al Hakam spores |  | Physical |  |  |  |  | 4 | cm^2 | 0.0004 | m^2 |  |  |  | 0 |  |  |  |  | 68 |  | 75 | Polypropylene | steady-state conditions | 5760 |  |  | 5.9 | LSurv | 1.9 | SD |  |  | 7.3 | 5 | [12 empty] | /cm^2 |  |  |  |  | 7.3
Buhr 2012 Test method development to evaluate hot, humid air decontamition of materials contamited with Bacillus anthracis Sterne and B. thuringiensis Al Hakam spores |  | Physical |  |  |  |  | 4 | cm^2 | 0.0004 | m^2 |  |  |  | 0 |  |  |  |  | 68 |  | 60 | Polypropylene | steady-state conditions | 5760 |  |  | 5.8 | LSurv | 2.5 | SD |  |  | 7.2 | 5 | [12 empty] | /cm^2 |  |  |  |  | 7.2
Buhr 2012 Test method development to evaluate hot, humid air decontamition of materials contamited with Bacillus anthracis Sterne and B. thuringiensis Al Hakam spores |  | Physical |  |  |  |  | 4 | cm^2 | 0.0004 | m^2 |  |  |  | 0 |  |  |  |  | 77 |  | 60 | Polypropylene | steady-state conditions | 10080 |  |  | 5.8 | LSurv | 2.9 | SD |  |  | 7.7 | 5 | [12 empty] | /cm^2 |  |  |  |  | 7.7
Buhr 2012 Test method development to evaluate hot, humid air decontamition of materials contamited with Bacillus anthracis Sterne and B. thuringiensis Al Hakam spores |  | Physical |  |  |  |  | 4 | cm^2 | 0.0004 | m^2 |  |  |  | 0 |  |  |  |  | 60 |  | 90 | wiring insulation insulation | steady-state conditions | 1440 |  |  | 5.7 | LSurv | 3 | SD |  |  | 7.3 | 5 | [12 empty] | /cm^2 |  |  |  |  | 7.3
Buhr 2012 Test method development to evaluate hot, humid air decontamition of materials contamited with Bacillus anthracis Sterne and B. thuringiensis Al Hakam spores |  | Physical |  |  |  |  | 4 | cm^2 | 0.0004 | m^2 |  |  |  | 0 |  |  |  |  | 77 |  | 60 | wiring insulation insulation | steady-state conditions | 1440 |  |  | 5.7 | LSurv | 2.9 | SD |  |  | 7.3 | 5 | [12 empty] | /cm^2 |  |  |  |  | 7.3
Buhr 2012 Test method development to evaluate hot, humid air decontamition of materials contamited with Bacillus anthracis Sterne and B. thuringiensis Al Hakam spores |  | Physical |  |  |  |  | 4 | cm^2 | 0.0004 | m^2 |  |  |  | 0 |  |  |  |  | 77 |  | 60 | InsulFab | steady-state conditions | 1440 |  |  | 5.6 | LSurv | 2.4 | SD |  |  | 7.3 | 5 | [12 empty] | /cm^2 |  |  |  |  | 7.3
Buhr 2012 Test method development to evaluate hot, humid air decontamition of materials contamited with Bacillus anthracis Sterne and B. thuringiensis Al Hakam spores |  | Physical |  |  |  |  | 4 | cm^2 | 0.0004 | m^2 |  |  |  | 0 |  |  |  |  | 77 |  | 60 | Anti-skid material on aluminum | steady-state conditions | 1440 |  |  | 5.6 | LSurv | 1.4 | SD |  |  | 7.3 | 5 | [12 empty] | /cm^2 |  |  |  |  | 7.3
Buhr 2012 Test method development to evaluate hot, humid air decontamition of materials contamited with Bacillus anthracis Sterne and B. thuringiensis Al Hakam spores |  | Physical |  |  |  |  | 4 | cm^2 | 0.0004 | m^2 |  |  |  | 0 |  |  |  |  | 77 |  | 60 | wiring insulation | steady-state conditions | 1440 |  |  | 5.6 | LSurv | 2.6 | SD |  |  | 7.7 | 5 | [12 empty] | /cm^2 |  |  |  |  | 7.7
Buhr 2012 Test method development to evaluate hot, humid air decontamition of materials contamited with Bacillus anthracis Sterne and B. thuringiensis Al Hakam spores |  | Physical |  |  |  |  | 4 | cm^2 | 0.0004 | m^2 |  |  |  | 0 |  |  |  |  | 60 |  | 60 | InsulFab | steady-state conditions | 10080 |  |  | 5.5 | LSurv | 1.8 | SD |  |  | 7.3 | 5 | [12 empty] | /cm^2 |  |  |  |  | 7.3
Buhr 2012 Test method development to evaluate hot, humid air decontamition of materials contamited with Bacillus anthracis Sterne and B. thuringiensis Al Hakam spores |  | Physical |  |  |  |  | 4 | cm^2 | 0.0004 | m^2 |  |  |  | 0 |  |  |  |  | 68 |  | 60 | painted aluminum (aircraft performance coating) | steady-state conditions | 5760 |  |  | 5.4 | LSurv | 1.9 | SD |  |  | 7.2 | 5 | [12 empty] | /cm^2 |  |  |  |  | 7.2
Buhr 2012 Test method development to evaluate hot, humid air decontamition of materials contamited with Bacillus anthracis Sterne and B. thuringiensis Al Hakam spores |  | Physical |  |  |  |  | 4 | cm^2 | 0.0004 | m^2 |  |  |  | 0 |  |  |  |  | 60 |  | 60 | painted aluminum (aircraft performance coating) | steady-state conditions | 10080 |  |  | 5.3 | LSurv | 0.3 | SD |  |  | 7.3 | 5 | [12 empty] | /cm^2 |  |  |  |  | 7.3
Buhr 2012 Test method development to evaluate hot, humid air decontamition of materials contamited with Bacillus anthracis Sterne and B. thuringiensis Al Hakam spores |  | Physical |  |  |  |  | 4 | cm^2 | 0.0004 | m^2 |  |  |  | 0 |  |  |  |  | 60 |  | 60 | Anti-skid material on aluminum | steady-state conditions | 10080 |  |  | 5.1 | LSurv | 0.7 | SD |  |  | 7.3 | 5 | [12 empty] | /cm^2 |  |  |  |  | 7.3
Buhr 2012 Test method development to evaluate hot, humid air decontamition of materials contamited with Bacillus anthracis Sterne and B. thuringiensis Al Hakam spores |  | Physical |  |  |  |  | 4 | cm^2 | 0.0004 | m^2 |  |  |  | 0 |  |  |  |  | 60 |  | 90 | InsulFab | steady-state conditions | 1440 |  |  | 5 | LSurv | 2 | SD |  |  | 7.3 | 5 | [12 empty] | /cm^2 |  |  |  |  | 7.3
Buhr 2012 Test method development to evaluate hot, humid air decontamition of materials contamited with Bacillus anthracis Sterne and B. thuringiensis Al Hakam spores |  | Physical |  |  |  |  | 4 | cm^2 | 0.0004 | m^2 |  |  |  | 0 |  |  |  |  | 60 |  | 75 | Polypropylene | steady-state conditions | 5760 |  |  | 5 | LSurv | 1.7 | SD |  |  | 7.2 | 5 | [12 empty] | /cm^2 |  |  |  |  | 7.2
Buhr 2012 Test method development to evaluate hot, humid air decontamition of materials contamited with Bacillus anthracis Sterne and B. thuringiensis Al Hakam spores |  | Physical |  |  |  |  | 4 | cm^2 | 0.0004 | m^2 |  |  |  | 0 |  |  |  |  | 77 |  | 60 | InsulFab | steady-state conditions | 1440 |  |  | 5 | LSurv | 2.2999999999999998 | SD |  |  | 7.7 | 5 | [12 empty] | /cm^2 |  |  |  |  | 7.7
Buhr 2012 Test method development to evaluate hot, humid air decontamition of materials contamited with Bacillus anthracis Sterne and B. thuringiensis Al Hakam spores |  | Physical |  |  |  |  | 4 | cm^2 | 0.0004 | m^2 |  |  |  | 0 |  |  |  |  | 60 |  | 75 | Anti-skid material on aluminum | steady-state conditions | 5760 |  |  | 4.7 | LSurv | 1.4 | SD |  |  | 7.2 | 5 | [12 empty] | /cm^2 |  |  |  |  | 7.2
Buhr 2012 Test method development to evaluate hot, humid air decontamition of materials contamited with Bacillus anthracis Sterne and B. thuringiensis Al Hakam spores |  | Physical |  |  |  |  | 4 | cm^2 | 0.0004 | m^2 |  |  |  | 0 |  |  |  |  | 60 |  | 90 | Anti-skid material on aluminum | steady-state conditions | 1440 |  |  | 4.6 | LSurv | 0.7 | SD |  |  | 7.3 | 5 | [12 empty] | /cm^2 |  |  |  |  | 7.3
Buhr 2012 Test method development to evaluate hot, humid air decontamition of materials contamited with Bacillus anthracis Sterne and B. thuringiensis Al Hakam spores |  | Physical |  |  |  |  | 4 | cm^2 | 0.0004 | m^2 |  |  |  | 0 |  |  |  |  | 77 |  | 75 | Nylon | steady-state conditions | 5760 |  |  | 4.6 | LSurv | 0.2 | SD |  |  | 7.2 | 5 | [12 empty] | /cm^2 |  |  |  |  | 7.2
Buhr 2012 Test method development to evaluate hot, humid air decontamition of materials contamited with Bacillus anthracis Sterne and B. thuringiensis Al Hakam spores |  | Physical |  |  |  |  | 4 | cm^2 | 0.0004 | m^2 |  |  |  | 0 |  |  |  |  | 60 |  | 90 | Polypropylene | steady-state conditions | 10080 |  |  | 4.5 | LSurv | 2.8 | SD |  |  | 7.3 | 5 | [12 empty] | /cm^2 |  |  |  |  | 7.3
Buhr 2012 Test method development to evaluate hot, humid air decontamition of materials contamited with Bacillus anthracis Sterne and B. thuringiensis Al Hakam spores |  | Physical |  |  |  |  | 4 | cm^2 | 0.0004 | m^2 |  |  |  | 0 |  |  |  |  | 60 |  | 60 | wiring insulation insulation | steady-state conditions | 10080 |  |  | 4.5 | LSurv | 2.4 | SD |  |  | 7.3 | 5 | [12 empty] | /cm^2 |  |  |  |  | 7.3
Buhr 2012 Test method development to evaluate hot, humid air decontamition of materials contamited with Bacillus anthracis Sterne and B. thuringiensis Al Hakam spores |  | Physical |  |  |  |  | 4 | cm^2 | 0.0004 | m^2 |  |  |  | 0 |  |  |  |  | 68 |  | 90 | Nylon | steady-state conditions | 5760 |  |  | 4.5 | LSurv | 0.9 | SD |  |  | 7.2 | 5 | [12 empty] | /cm^2 |  |  |  |  | 7.2
Buhr 2012 Test method development to evaluate hot, humid air decontamition of materials contamited with Bacillus anthracis Sterne and B. thuringiensis Al Hakam spores |  | Physical |  |  |  |  | 4 | cm^2 | 0.0004 | m^2 |  |  |  | 0 |  |  |  |  | 68 |  | 60 | Anti-skid material on aluminum | steady-state conditions | 5760 |  |  | 4.5 | LSurv | 0.6 | SD |  |  | 7.2 | 5 | [12 empty] | /cm^2 |  |  |  |  | 7.2
Buhr 2012 Test method development to evaluate hot, humid air decontamition of materials contamited with Bacillus anthracis Sterne and B. thuringiensis Al Hakam spores |  | Physical |  |  |  |  | 4 | cm^2 | 0.0004 | m^2 |  |  |  | 0 |  |  |  |  | 68 |  | 75 | Anti-skid material on aluminum | steady-state conditions | 1440 |  |  | 4.3 | LSurv | 1 | SD |  |  | 7.2 | 5 | [12 empty] | /cm^2 |  |  |  |  | 7.2
Buhr 2012 Test method development to evaluate hot, humid air decontamition of materials contamited with Bacillus anthracis Sterne and B. thuringiensis Al Hakam spores |  | Physical |  |  |  |  | 4 | cm^2 | 0.0004 | m^2 |  |  |  | 0 |  |  |  |  | 68 |  | 90 | Nylon | steady-state conditions | 5760 |  |  | 4.2 | LSurv | 0.4 | SD |  |  | 7.2 | 5 | [12 empty] | /cm^2 |  |  |  |  | 7.2
Buhr 2012 Test method development to evaluate hot, humid air decontamition of materials contamited with Bacillus anthracis Sterne and B. thuringiensis Al Hakam spores |  | Physical |  |  |  |  | 4 | cm^2 | 0.0004 | m^2 |  |  |  | 0 |  |  |  |  | 68 |  | 75 | painted aluminum (aircraft performance coating) | steady-state conditions | 1440 |  |  | 4.2 | LSurv | 0.9 | SD |  |  | 7.2 | 5 | [12 empty] | /cm^2 |  |  |  |  | 7.2
Buhr 2012 Test method development to evaluate hot, humid air decontamition of materials contamited with Bacillus anthracis Sterne and B. thuringiensis Al Hakam spores |  | Physical |  |  |  |  | 4 | cm^2 | 0.0004 | m^2 |  |  |  | 0 |  |  |  |  | 68 |  | 60 | InsulFab | steady-state conditions | 5760 |  |  | 4 | LSurv | 0.2 | SD |  |  | 7.2 | 5 | [12 empty] | /cm^2 |  |  |  |  | 7.2
Buhr 2012 Test method development to evaluate hot, humid air decontamition of materials contamited with Bacillus anthracis Sterne and B. thuringiensis Al Hakam spores |  | Physical |  |  |  |  | 4 | cm^2 | 0.0004 | m^2 |  |  |  | 0 |  |  |  |  | 68 |  | 75 | Anti-skid material on aluminum | steady-state conditions | 1440 |  |  | 3.9 | LSurv | 1.5 | SD |  |  | 7.2 | 5 | [12 empty] | /cm^2 |  |  |  |  | 7.2
Buhr 2012 Test method development to evaluate hot, humid air decontamition of materials contamited with Bacillus anthracis Sterne and B. thuringiensis Al Hakam spores |  | Physical |  |  |  |  | 4 | cm^2 | 0.0004 | m^2 |  |  |  | 0 |  |  |  |  | 60 |  | 75 | painted aluminum (aircraft performance coating) | steady-state conditions | 5760 |  |  | 3.9 | LSurv | 0.7 | SD |  |  | 7.2 | 5 | [12 empty] | /cm^2 |  |  |  |  | 7.2
Buhr 2012 Test method development to evaluate hot, humid air decontamition of materials contamited with Bacillus anthracis Sterne and B. thuringiensis Al Hakam spores |  | Physical |  |  |  |  | 4 | cm^2 | 0.0004 | m^2 |  |  |  | 0 |  |  |  |  | 68 |  | 75 | Anti-skid material on aluminum | steady-state conditions | 5760 |  |  | 3.9 | LSurv | 1.4 | SD |  |  | 7.7 | 5 | [12 empty] | /cm^2 |  |  |  |  | 7.7
Buhr 2012 Test method development to evaluate hot, humid air decontamition of materials contamited with Bacillus anthracis Sterne and B. thuringiensis Al Hakam spores |  | Physical |  |  |  |  | 4 | cm^2 | 0.0004 | m^2 |  |  |  | 0 |  |  |  |  | 68 |  | 60 | painted aluminum (aircraft performance coating) | steady-state conditions | 5760 |  |  | 3.6 | LSurv | 1.8 | SD |  |  | 7.2 | 5 | [12 empty] | /cm^2 |  |  |  |  | 7.2
Buhr 2012 Test method development to evaluate hot, humid air decontamition of materials contamited with Bacillus anthracis Sterne and B. thuringiensis Al Hakam spores |  | Physical |  |  |  |  | 4 | cm^2 | 0.0004 | m^2 |  |  |  | 0 |  |  |  |  | 68 |  | 75 | InsulFab | steady-state conditions | 5760 |  |  | 3.6 | LSurv | 0.8 | SD |  |  | 7.7 | 5 | [12 empty] | /cm^2 |  |  |  |  | 7.7
Buhr 2012 Test method development to evaluate hot, humid air decontamition of materials contamited with Bacillus anthracis Sterne and B. thuringiensis Al Hakam spores |  | Physical |  |  |  |  | 4 | cm^2 | 0.0004 | m^2 |  |  |  | 0 |  |  |  |  | 60 |  | 75 | Anti-skid material on aluminum | steady-state conditions | 5760 |  |  | 3.3 | LSurv | 1.8 | SD |  |  | 7.2 | 5 | [12 empty] | /cm^2 |  |  |  |  | 7.2
Buhr 2012 Test method development to evaluate hot, humid air decontamition of materials contamited with Bacillus anthracis Sterne and B. thuringiensis Al Hakam spores |  | Physical |  |  |  |  | 4 | cm^2 | 0.0004 | m^2 |  |  |  | 0 |  |  |  |  | 68 |  | 75 | painted aluminum (aircraft performance coating) | steady-state conditions | 1440 |  |  | 3.1 | LSurv | 1.3 | SD |  |  | 7.2 | 5 | [12 empty] | /cm^2 |  |  |  |  | 7.2
Buhr 2012 Test method development to evaluate hot, humid air decontamition of materials contamited with Bacillus anthracis Sterne and B. thuringiensis Al Hakam spores |  | Physical |  |  |  |  | 4 | cm^2 | 0.0004 | m^2 |  |  |  | 0 |  |  |  |  | 77 |  | 75 | Nylon | steady-state conditions | 5760 |  |  | 3 | LSurv | 0.3 | SD |  |  | 7.2 | 5 | [12 empty] | /cm^2 |  |  |  |  | 7.2
Buhr 2012 Test method development to evaluate hot, humid air decontamition of materials contamited with Bacillus anthracis Sterne and B. thuringiensis Al Hakam spores |  | Physical |  |  |  |  | 4 | cm^2 | 0.0004 | m^2 |  |  |  | 0 |  |  |  |  | 68 |  | 60 | Anti-skid material on aluminum | steady-state conditions | 5760 |  |  | 2.8 | LSurv | 1.6 | SD |  |  | 7.2 | 5 | [12 empty] | /cm^2 |  |  |  |  | 7.2
Buhr 2012 Test method development to evaluate hot, humid air decontamition of materials contamited with Bacillus anthracis Sterne and B. thuringiensis Al Hakam spores |  | Physical |  |  |  |  | 4 | cm^2 | 0.0004 | m^2 |  |  |  | 0 |  |  |  |  | 60 |  | 90 | wet polypropylene | steady-state conditions | 10080 |  |  | 2.7 | LSurv | 1.8 | SD |  |  | 7.3 | 5 | [12 empty] | /cm^2 |  |  |  |  | 7.3
Buhr 2012 Test method development to evaluate hot, humid air decontamition of materials contamited with Bacillus anthracis Sterne and B. thuringiensis Al Hakam spores |  | Physical |  |  |  |  | 4 | cm^2 | 0.0004 | m^2 |  |  |  | 0 |  |  |  |  | 60 |  | 75 | painted aluminum (aircraft performance coating) | steady-state conditions | 5760 |  |  | 2.7 | LSurv | 0.2 | SD |  |  | 7.2 | 5 | [12 empty] | /cm^2 |  |  |  |  | 7.2
Buhr 2012 Test method development to evaluate hot, humid air decontamition of materials contamited with Bacillus anthracis Sterne and B. thuringiensis Al Hakam spores |  | Physical |  |  |  |  | 4 | cm^2 | 0.0004 | m^2 |  |  |  | 0 |  |  |  |  | 60 |  | 60 | wet polypropylene | steady-state conditions | 10080 |  |  | 2.7 | LSurv | 1.5 | SD |  |  | 7.7 | 5 | [12 empty] | /cm^2 |  |  |  |  | 7.7
Buhr 2012 Test method development to evaluate hot, humid air decontamition of materials contamited with Bacillus anthracis Sterne and B. thuringiensis Al Hakam spores |  | Physical |  |  |  |  | 4 | cm^2 | 0.0004 | m^2 |  |  |  | 0 |  |  |  |  | 60 |  | 90 | Anti-skid material on aluminum | steady-state conditions | 10080 |  |  | 2.4 | LSurv | 1.2 | SD |  |  | 7.7 | 5 | [12 empty] | /cm^2 |  |  |  |  | 7.7
Buhr 2012 Test method development to evaluate hot, humid air decontamition of materials contamited with Bacillus anthracis Sterne and B. thuringiensis Al Hakam spores |  | Physical |  |  |  |  | 4 | cm^2 | 0.0004 | m^2 |  |  |  | 0 |  |  |  |  | 60 |  | 90 | wet polypropylene | steady-state conditions | 10080 |  |  | 2.4 | LSurv | 1.3 | SD |  |  | 7.7 | 5 | [12 empty] | /cm^2 |  |  |  |  | 7.7
Buhr 2012 Test method development to evaluate hot, humid air decontamition of materials contamited with Bacillus anthracis Sterne and B. thuringiensis Al Hakam spores |  | Physical |  |  |  |  | 4 | cm^2 | 0.0004 | m^2 |  |  |  | 0 |  |  |  |  | 68 |  | 75 | InsulFab | steady-state conditions | 1440 |  |  | 2.1 | LSurv | 1.1000000000000001 | SD |  |  | 7.2 | 5 | [12 empty] | /cm^2 |  |  |  |  | 7.2
Buhr 2012 Test method development to evaluate hot, humid air decontamition of materials contamited with Bacillus anthracis Sterne and B. thuringiensis Al Hakam spores |  | Physical |  |  |  |  | 4 | cm^2 | 0.0004 | m^2 |  |  |  | 0 |  |  |  |  | 60 |  | 75 | InsulFab | steady-state conditions | 5760 |  |  | 2 | LSurv | 1 | SD |  |  | 7.2 | 5 | [12 empty] | /cm^2 |  |  |  |  | 7.2
Buhr 2012 Test method development to evaluate hot, humid air decontamition of materials contamited with Bacillus anthracis Sterne and B. thuringiensis Al Hakam spores |  | Physical |  |  |  |  | 4 | cm^2 | 0.0004 | m^2 |  |  |  | 0 |  |  |  |  | 60 |  | 60 | wet polypropylene | steady-state conditions | 10080 |  |  | 1.7 | LSurv | 1.7 | SD |  |  | 7.3 | 5 | [12 empty] | /cm^2 |  |  |  |  | 7.3
Buhr 2012 Test method development to evaluate hot, humid air decontamition of materials contamited with Bacillus anthracis Sterne and B. thuringiensis Al Hakam spores |  | Physical |  |  |  |  | 4 | cm^2 | 0.0004 | m^2 |  |  |  | 0 |  |  |  |  | 77 |  | 60 | Anti-skid material on aluminum | steady-state conditions | 10080 |  |  | 1.7 | LSurv | 0.7 | SD |  |  | 7.7 | 5 | [12 empty] | /cm^2 |  |  |  |  | 7.7
Buhr 2012 Test method development to evaluate hot, humid air decontamition of materials contamited with Bacillus anthracis Sterne and B. thuringiensis Al Hakam spores |  | Physical |  |  |  |  | 4 | cm^2 | 0.0004 | m^2 |  |  |  | 0 |  |  |  |  | 68 |  | 60 | InsulFab | steady-state conditions | 5760 |  |  | 1.4 | LSurv | 0.8 | SD |  |  | 7.2 | 5 | [12 empty] | /cm^2 |  |  |  |  | 7.2
Buhr 2012 Test method development to evaluate hot, humid air decontamition of materials contamited with Bacillus anthracis Sterne and B. thuringiensis Al Hakam spores |  | Physical |  |  |  |  | 4 | cm^2 | 0.0004 | m^2 |  |  |  | 0 |  |  |  |  | 68 |  | 75 | painted aluminum (aircraft performance coating) | steady-state conditions | 5760 |  |  | 1.2 | LSurv | 0.5 | SD |  |  | 7.7 | 5 | [12 empty] | /cm^2 |  |  |  |  | 7.7
Buhr 2012 Test method development to evaluate hot, humid air decontamition of materials contamited with Bacillus anthracis Sterne and B. thuringiensis Al Hakam spores |  | Physical |  |  |  |  | 4 | cm^2 | 0.0004 | m^2 |  |  |  | 0 |  |  |  |  | 77 |  | 90 | Nylon | steady-state conditions | 1440 |  |  | 0.9 | LSurv | 0.5 | SD |  |  | 7.7 | 5 | [12 empty] | /cm^2 |  |  |  |  | 7.7
Buhr 2012 Test method development to evaluate hot, humid air decontamition of materials contamited with Bacillus anthracis Sterne and B. thuringiensis Al Hakam spores |  | Physical |  |  |  |  | 4 | cm^2 | 0.0004 | m^2 |  |  |  | 0 |  |  |  |  | 60 |  | 90 | Anti-skid material on aluminum | steady-state conditions | 10080 |  |  | 0.8 | LSurv | 0.6 | SD |  |  | 7.3 | 5 | [12 empty] | /cm^2 |  |  |  |  | 7.3
Buhr 2012 Test method development to evaluate hot, humid air decontamition of materials contamited with Bacillus anthracis Sterne and B. thuringiensis Al Hakam spores |  | Physical |  |  |  |  | 4 | cm^2 | 0.0004 | m^2 |  |  |  | 0 |  |  |  |  | 68 |  | 75 | Anti-skid material on aluminum | steady-state conditions | 5760 |  |  | 0.8 | LSurv | 0.4 | SD |  |  | 7.3 | 5 | [12 empty] | /cm^2 |  |  |  |  | 7.3
Buhr 2012 Test method development to evaluate hot, humid air decontamition of materials contamited with Bacillus anthracis Sterne and B. thuringiensis Al Hakam spores |  | Physical |  |  |  |  | 4 | cm^2 | 0.0004 | m^2 |  |  |  | 0 |  |  |  |  | 77 |  | 90 | InsulFab | steady-state conditions | 1440 |  |  | 0.6 | LSurv | 0.2 | SD |  |  | 7.3 | 5 | [12 empty] | /cm^2 |  |  |  |  | 7.3
Buhr 2012 Test method development to evaluate hot, humid air decontamition of materials contamited with Bacillus anthracis Sterne and B. thuringiensis Al Hakam spores |  | Physical |  |  |  |  | 4 | cm^2 | 0.0004 | m^2 |  |  |  | 0 |  |  |  |  | 68 |  | 75 | InsulFab | steady-state conditions | 5760 |  |  | 0.5 | LSurv | 0.6 | SD |  |  | 7.3 | 5 | [12 empty] | /cm^2 |  |  |  |  | 7.3
Buhr 2012 Test method development to evaluate hot, humid air decontamition of materials contamited with Bacillus anthracis Sterne and B. thuringiensis Al Hakam spores |  | Physical |  |  |  |  | 4 | cm^2 | 0.0004 | m^2 |  |  |  | 0 |  |  |  |  | 60 |  | 90 | InsulFab | steady-state conditions | 10080 |  |  | 0.5 | LSurv | 0.3 | SD |  |  | 7.7 | 5 | [12 empty] | /cm^2 |  |  |  |  | 7.7
Buhr 2012 Test method development to evaluate hot, humid air decontamition of materials contamited with Bacillus anthracis Sterne and B. thuringiensis Al Hakam spores |  | Physical |  |  |  |  | 4 | cm^2 | 0.0004 | m^2 |  |  |  | 0 |  |  |  |  | 68 |  | 75 | InsulFab | steady-state conditions | 1440 |  |  | 0.4 | LSurv | 0.2 | SD |  |  | 7.2 | 5 | [12 empty] | /cm^2 |  |  |  |  | 7.2
Buhr 2012 Test method development to evaluate hot, humid air decontamition of materials contamited with Bacillus anthracis Sterne and B. thuringiensis Al Hakam spores |  | Physical |  |  |  |  | 4 | cm^2 | 0.0004 | m^2 |  |  |  | 0 |  |  |  |  | 60 |  | 75 | InsulFab | steady-state conditions | 5760 |  |  | 0.4 | LSurv | 0.2 | SD |  |  | 7.2 | 5 | [12 empty] | /cm^2 |  |  |  |  | 7.2
Buhr 2012 Test method development to evaluate hot, humid air decontamition of materials contamited with Bacillus anthracis Sterne and B. thuringiensis Al Hakam spores |  | Physical |  |  |  |  | 4 | cm^2 | 0.0004 | m^2 |  |  |  | 0 |  |  |  |  | 68 |  | 75 | wiring insulation insulation | steady-state conditions | 1440 |  |  | 0.3 | LSurv | 0.2 | SD |  |  | 7.2 | 5 | [12 empty] | /cm^2 |  |  |  |  | 7.2
Buhr 2012 Test method development to evaluate hot, humid air decontamition of materials contamited with Bacillus anthracis Sterne and B. thuringiensis Al Hakam spores |  | Physical |  |  |  |  | 4 | cm^2 | 0.0004 | m^2 |  |  |  | 0 |  |  |  |  | 68 |  | 75 | painted aluminum (aircraft performance coating) | steady-state conditions | 5760 |  |  | 0.3 | LSurv | 0.2 | SD |  |  | 7.3 | 5 | [12 empty] | /cm^2 |  |  |  |  | 7.3
Buhr 2012 Test method development to evaluate hot, humid air decontamition of materials contamited with Bacillus anthracis Sterne and B. thuringiensis Al Hakam spores |  | Physical |  |  |  |  | 4 | cm^2 | 0.0004 | m^2 |  |  |  | 0 |  |  |  |  | 68 |  | 60 | Polypropylene | steady-state conditions | 5760 |  |  | 0.3 | LSurv | 0.2 | SD |  |  | 7.2 | 5 | [12 empty] | /cm^2 |  |  |  |  | 7.2
Buhr 2012 Test method development to evaluate hot, humid air decontamition of materials contamited with Bacillus anthracis Sterne and B. thuringiensis Al Hakam spores |  | Physical |  |  |  |  | 4 | cm^2 | 0.0004 | m^2 |  |  |  | 0 |  |  |  |  | 77 |  | 90 | Anti-skid material on aluminum | steady-state conditions | 1440 |  |  | 0.3 | LSurv | 0.2 | SD |  |  | 7.7 | 5 | [12 empty] | /cm^2 |  |  |  |  | 7.7
Buhr 2012 Test method development to evaluate hot, humid air decontamition of materials contamited with Bacillus anthracis Sterne and B. thuringiensis Al Hakam spores |  | Physical |  |  |  |  | 4 | cm^2 | 0.0004 | m^2 |  |  |  | 0 |  |  |  |  | 68 |  | 75 | wiring insulation | steady-state conditions | 1440 |  |  | 0.3 | LSurv | 0.3 | SD |  |  | 7.2 | 5 | [12 empty] | /cm^2 |  |  |  |  | 7.2
Buhr 2012 Test method development to evaluate hot, humid air decontamition of materials contamited with Bacillus anthracis Sterne and B. thuringiensis Al Hakam spores |  | Physical |  |  |  |  | 4 | cm^2 | 0.0004 | m^2 |  |  |  | 0 |  |  |  |  | 77 |  | 75 | InsulFab | steady-state conditions | 5760 |  |  | 0.3 | LSurv | 0.2 | SD |  |  | 7.2 | 5 | [12 empty] | /cm^2 |  |  |  |  | 7.2
Buhr 2012 Test method development to evaluate hot, humid air decontamition of materials contamited with Bacillus anthracis Sterne and B. thuringiensis Al Hakam spores |  | Physical |  |  |  |  | 4 | cm^2 | 0.0004 | m^2 |  |  |  | 0 |  |  |  |  | 60 |  | 90 | wiring insulation insulation | steady-state conditions | 10080 |  |  | 0.2 | LSurv | 0.2 | SD |  |  | 7.3 | 5 | [12 empty] | /cm^2 |  |  |  |  | 7.3
Buhr 2012 Test method development to evaluate hot, humid air decontamition of materials contamited with Bacillus anthracis Sterne and B. thuringiensis Al Hakam spores |  | Physical |  |  |  |  | 4 | cm^2 | 0.0004 | m^2 |  |  |  | 0 |  |  |  |  | 60 |  | 90 | wiring insulation | steady-state conditions | 10080 |  |  | 0.2 | LSurv | 0.3 | SD |  |  | 7.7 | 5 | [12 empty] | /cm^2 |  |  |  |  | 7.7
Buhr 2012 Test method development to evaluate hot, humid air decontamition of materials contamited with Bacillus anthracis Sterne and B. thuringiensis Al Hakam spores |  | Physical |  |  |  |  | 4 | cm^2 | 0.0004 | m^2 |  |  |  | 0 |  |  |  |  | 77 |  | 90 | Nylon | steady-state conditions | 10080 |  |  | 0.2 | LSurv | 0.3 | SD |  |  | 7.7 | 5 | [12 empty] | /cm^2 |  |  |  |  | 7.7
Buhr 2012 Test method development to evaluate hot, humid air decontamition of materials contamited with Bacillus anthracis Sterne and B. thuringiensis Al Hakam spores |  | Physical |  |  |  |  | 4 | cm^2 | 0.0004 | m^2 |  |  |  | 0 |  |  |  |  | 77 |  | 75 | wiring insulation | steady-state conditions | 5760 |  |  | 0.2 | LSurv | 0.2 | SD |  |  | 7.2 | 5 | [12 empty] | /cm^2 |  |  |  |  | 7.2
Buhr 2012 Test method development to evaluate hot, humid air decontamition of materials contamited with Bacillus anthracis Sterne and B. thuringiensis Al Hakam spores |  | Physical |  |  |  |  | 4 | cm^2 | 0.0004 | m^2 |  |  |  | 0 |  |  |  |  | 68 |  | 75 | wiring insulation | steady-state conditions | 5760 |  |  | 0.2 | LSurv | 0.2 | SD |  |  | 7.7 | 5 | [12 empty] | /cm^2 |  |  |  |  | 7.7
Buhr 2012 Test method development to evaluate hot, humid air decontamition of materials contamited with Bacillus anthracis Sterne and B. thuringiensis Al Hakam spores |  | Physical |  |  |  |  | 4 | cm^2 | 0.0004 | m^2 |  |  |  | 0 |  |  |  |  | 68 |  | 75 | Anti-skid material on aluminum | steady-state conditions | 10080 |  |  | 0.2 | LSurv | 0.3 | SD |  |  | 7.2 | 5 | [12 empty] | /cm^2 |  |  |  |  | 7.2
Buhr 2012 Test method development to evaluate hot, humid air decontamition of materials contamited with Bacillus anthracis Sterne and B. thuringiensis Al Hakam spores |  | Physical |  |  |  |  | 4 | cm^2 | 0.0004 | m^2 |  |  |  | 0 |  |  |  |  | 68 |  | 75 | Anti-skid material on aluminum | steady-state conditions | 10080 |  |  | 0.1 | LSurv | 0.2 | SD |  |  | 7.2 | 5 | [12 empty] | /cm^2 |  |  |  |  | 7.2
Buhr 2012 Test method development to evaluate hot, humid air decontamition of materials contamited with Bacillus anthracis Sterne and B. thuringiensis Al Hakam spores |  | Physical |  |  |  |  | 4 | cm^2 | 0.0004 | m^2 |  |  |  | 0 |  |  |  |  | 68 |  | 60 | wiring insulation | steady-state conditions | 5760 |  |  | 0.1 | LSurv | 0.2 | SD |  |  | 7.2 | 5 | [12 empty] | /cm^2 |  |  |  |  | 7.2
Buhr 2012 Test method development to evaluate hot, humid air decontamition of materials contamited with Bacillus anthracis Sterne and B. thuringiensis Al Hakam spores |  | Physical |  |  |  |  | 4 | cm^2 | 0.0004 | m^2 |  |  |  | 0 |  |  |  |  | 77 |  | 90 | painted aluminum (aircraft performance coating) | steady-state conditions | 1440 |  |  | 0 | LSurv | 0 | SD |  |  | 7.3 | 5 | [12 empty] | /cm^2 |  |  |  |  | 7.3
Buhr 2012 Test method development to evaluate hot, humid air decontamition of materials contamited with Bacillus anthracis Sterne and B. thuringiensis Al Hakam spores |  | Physical |  |  |  |  | 4 | cm^2 | 0.0004 | m^2 |  |  |  | 0 |  |  |  |  | 77 |  | 90 | wiring insulation insulation | steady-state conditions | 1440 |  |  | 0 | LSurv | 0 | SD |  |  | 7.3 | 5 | [12 empty] | /cm^2 |  |  |  |  | 7.3
Buhr 2012 Test method development to evaluate hot, humid air decontamition of materials contamited with Bacillus anthracis Sterne and B. thuringiensis Al Hakam spores |  | Physical |  |  |  |  | 4 | cm^2 | 0.0004 | m^2 |  |  |  | 0 |  |  |  |  | 77 |  | 90 | Nylon | steady-state conditions | 1440 |  |  | 0 | LSurv | 0 | SD |  |  | 7.3 | 5 | [12 empty] | /cm^2 |  |  |  |  | 7.3
Buhr 2012 Test method development to evaluate hot, humid air decontamition of materials contamited with Bacillus anthracis Sterne and B. thuringiensis Al Hakam spores |  | Physical |  |  |  |  | 4 | cm^2 | 0.0004 | m^2 |  |  |  | 0 |  |  |  |  | 77 |  | 90 | Anti-skid material on aluminum | steady-state conditions | 1440 |  |  | 0 | LSurv | 0 | SD |  |  | 7.3 | 5 | [12 empty] | /cm^2 |  |  |  |  | 7.3
Buhr 2012 Test method development to evaluate hot, humid air decontamition of materials contamited with Bacillus anthracis Sterne and B. thuringiensis Al Hakam spores |  | Physical |  |  |  |  | 4 | cm^2 | 0.0004 | m^2 |  |  |  | 0 |  |  |  |  | 77 |  | 90 | Polypropylene | steady-state conditions | 1440 |  |  | 0 | LSurv | 0 | SD |  |  | 7.3 | 5 | [12 empty] | /cm^2 |  |  |  |  | 7.3
Buhr 2012 Test method development to evaluate hot, humid air decontamition of materials contamited with Bacillus anthracis Sterne and B. thuringiensis Al Hakam spores |  | Physical |  |  |  |  | 4 | cm^2 | 0.0004 | m^2 |  |  |  | 0 |  |  |  |  | 77 |  | 90 | wet polypropylene | steady-state conditions | 1440 |  |  | 0 | LSurv | 0 | SD |  |  | 7.3 | 5 | [12 empty] | /cm^2 |  |  |  |  | 7.3
Buhr 2012 Test method development to evaluate hot, humid air decontamition of materials contamited with Bacillus anthracis Sterne and B. thuringiensis Al Hakam spores |  | Physical |  |  |  |  | 4 | cm^2 | 0.0004 | m^2 |  |  |  | 0 |  |  |  |  | 68 |  | 90 | painted aluminum (aircraft performance coating) | steady-state conditions | 5760 |  |  | 0 | LSurv | 0 | SD |  |  | 7.2 | 5 | [12 empty] | /cm^2 |  |  |  |  | 7.2
Buhr 2012 Test method development to evaluate hot, humid air decontamition of materials contamited with Bacillus anthracis Sterne and B. thuringiensis Al Hakam spores |  | Physical |  |  |  |  | 4 | cm^2 | 0.0004 | m^2 |  |  |  | 0 |  |  |  |  | 68 |  | 90 | wiring insulation insulation | steady-state conditions | 5760 |  |  | 0 | LSurv | 0 | SD |  |  | 7.2 | 5 | [12 empty] | /cm^2 |  |  |  |  | 7.2
Buhr 2012 Test method development to evaluate hot, humid air decontamition of materials contamited with Bacillus anthracis Sterne and B. thuringiensis Al Hakam spores |  | Physical |  |  |  |  | 4 | cm^2 | 0.0004 | m^2 |  |  |  | 0 |  |  |  |  | 68 |  | 90 | InsulFab | steady-state conditions | 5760 |  |  | 0 | LSurv | 0 | SD |  |  | 7.2 | 5 | [12 empty] | /cm^2 |  |  |  |  | 7.2
Buhr 2012 Test method development to evaluate hot, humid air decontamition of materials contamited with Bacillus anthracis Sterne and B. thuringiensis Al Hakam spores |  | Physical |  |  |  |  | 4 | cm^2 | 0.0004 | m^2 |  |  |  | 0 |  |  |  |  | 68 |  | 90 | Anti-skid material on aluminum | steady-state conditions | 5760 |  |  | 0 | LSurv | 0 | SD |  |  | 7.2 | 5 | [12 empty] | /cm^2 |  |  |  |  | 7.2
Buhr 2012 Test method development to evaluate hot, humid air decontamition of materials contamited with Bacillus anthracis Sterne and B. thuringiensis Al Hakam spores |  | Physical |  |  |  |  | 4 | cm^2 | 0.0004 | m^2 |  |  |  | 0 |  |  |  |  | 68 |  | 90 | Polypropylene | steady-state conditions | 5760 |  |  | 0 | LSurv | 0 | SD |  |  | 7.2 | 5 | [12 empty] | /cm^2 |  |  |  |  | 7.2
Buhr 2012 Test method development to evaluate hot, humid air decontamition of materials contamited with Bacillus anthracis Sterne and B. thuringiensis Al Hakam spores |  | Physical |  |  |  |  | 4 | cm^2 | 0.0004 | m^2 |  |  |  | 0 |  |  |  |  | 68 |  | 90 | wet polypropylene | steady-state conditions | 5760 |  |  | 0 | LSurv | 0 | SD |  |  | 7.2 | 5 | [12 empty] | /cm^2 |  |  |  |  | 7.2
Buhr 2012 Test method development to evaluate hot, humid air decontamition of materials contamited with Bacillus anthracis Sterne and B. thuringiensis Al Hakam spores |  | Physical |  |  |  |  | 4 | cm^2 | 0.0004 | m^2 |  |  |  | 0 |  |  |  |  | 77 |  | 90 | painted aluminum (aircraft performance coating) | steady-state conditions | 10080 |  |  | 0 | LSurv | 0 | SD |  |  | 7.3 | 5 | [12 empty] | /cm^2 |  |  |  |  | 7.3
Buhr 2012 Test method development to evaluate hot, humid air decontamition of materials contamited with Bacillus anthracis Sterne and B. thuringiensis Al Hakam spores |  | Physical |  |  |  |  | 4 | cm^2 | 0.0004 | m^2 |  |  |  | 0 |  |  |  |  | 60 |  | 90 | painted aluminum (aircraft performance coating) | steady-state conditions | 10080 |  |  | 0 | LSurv | 0 | SD |  |  | 7.3 | 5 | [12 empty] | /cm^2 |  |  |  |  | 7.3
Buhr 2012 Test method development to evaluate hot, humid air decontamition of materials contamited with Bacillus anthracis Sterne and B. thuringiensis Al Hakam spores |  | Physical |  |  |  |  | 4 | cm^2 | 0.0004 | m^2 |  |  |  | 0 |  |  |  |  | 77 |  | 90 | wiring insulation insulation | steady-state conditions | 10080 |  |  | 0 | LSurv | 0 | SD |  |  | 7.3 | 5 | [12 empty] | /cm^2 |  |  |  |  | 7.3
Buhr 2012 Test method development to evaluate hot, humid air decontamition of materials contamited with Bacillus anthracis Sterne and B. thuringiensis Al Hakam spores |  | Physical |  |  |  |  | 4 | cm^2 | 0.0004 | m^2 |  |  |  | 0 |  |  |  |  | 77 |  | 90 | Nylon | steady-state conditions | 10080 |  |  | 0 | LSurv | 0 | SD |  |  | 7.3 | 5 | [12 empty] | /cm^2 |  |  |  |  | 7.3
Buhr 2012 Test method development to evaluate hot, humid air decontamition of materials contamited with Bacillus anthracis Sterne and B. thuringiensis Al Hakam spores |  | Physical |  |  |  |  | 4 | cm^2 | 0.0004 | m^2 |  |  |  | 0 |  |  |  |  | 77 |  | 90 | InsulFab | steady-state conditions | 10080 |  |  | 0 | LSurv | 0 | SD |  |  | 7.3 | 5 | [12 empty] | /cm^2 |  |  |  |  | 7.3
Buhr 2012 Test method development to evaluate hot, humid air decontamition of materials contamited with Bacillus anthracis Sterne and B. thuringiensis Al Hakam spores |  | Physical |  |  |  |  | 4 | cm^2 | 0.0004 | m^2 |  |  |  | 0 |  |  |  |  | 60 |  | 90 | InsulFab | steady-state conditions | 10080 |  |  | 0 | LSurv | 0 | SD |  |  | 7.3 | 5 | [12 empty] | /cm^2 |  |  |  |  | 7.3
Buhr 2012 Test method development to evaluate hot, humid air decontamition of materials contamited with Bacillus anthracis Sterne and B. thuringiensis Al Hakam spores |  | Physical |  |  |  |  | 4 | cm^2 | 0.0004 | m^2 |  |  |  | 0 |  |  |  |  | 77 |  | 90 | Anti-skid material on aluminum | steady-state conditions | 10080 |  |  | 0 | LSurv | 0 | SD |  |  | 7.3 | 5 | [12 empty] | /cm^2 |  |  |  |  | 7.3
Buhr 2012 Test method development to evaluate hot, humid air decontamition of materials contamited with Bacillus anthracis Sterne and B. thuringiensis Al Hakam spores |  | Physical |  |  |  |  | 4 | cm^2 | 0.0004 | m^2 |  |  |  | 0 |  |  |  |  | 77 |  | 90 | Polypropylene | steady-state conditions | 10080 |  |  | 0 | LSurv | 0 | SD |  |  | 7.3 | 5 | [12 empty] | /cm^2 |  |  |  |  | 7.3
Buhr 2012 Test method development to evaluate hot, humid air decontamition of materials contamited with Bacillus anthracis Sterne and B. thuringiensis Al Hakam spores |  | Physical |  |  |  |  | 4 | cm^2 | 0.0004 | m^2 |  |  |  | 0 |  |  |  |  | 77 |  | 90 | wet polypropylene | steady-state conditions | 10080 |  |  | 0 | LSurv | 0 | SD |  |  | 7.3 | 5 | [12 empty] | /cm^2 |  |  |  |  | 7.3
Buhr 2012 Test method development to evaluate hot, humid air decontamition of materials contamited with Bacillus anthracis Sterne and B. thuringiensis Al Hakam spores |  | Physical |  |  |  |  | 4 | cm^2 | 0.0004 | m^2 |  |  |  | 0 |  |  |  |  | 68 |  | 75 | wet polypropylene | steady-state conditions | 1440 |  |  | 0 | LSurv | 0 | SD |  |  | 7.2 | 5 | [12 empty] | /cm^2 |  |  |  |  | 7.2
Buhr 2012 Test method development to evaluate hot, humid air decontamition of materials contamited with Bacillus anthracis Sterne and B. thuringiensis Al Hakam spores |  | Physical |  |  |  |  | 4 | cm^2 | 0.0004 | m^2 |  |  |  | 0 |  |  |  |  | 77 |  | 75 | painted aluminum (aircraft performance coating) | steady-state conditions | 5760 |  |  | 0 | LSurv | 0 | SD |  |  | 7.2 | 5 | [12 empty] | /cm^2 |  |  |  |  | 7.2
Buhr 2012 Test method development to evaluate hot, humid air decontamition of materials contamited with Bacillus anthracis Sterne and B. thuringiensis Al Hakam spores |  | Physical |  |  |  |  | 4 | cm^2 | 0.0004 | m^2 |  |  |  | 0 |  |  |  |  | 77 |  | 75 | wiring insulation insulation | steady-state conditions | 5760 |  |  | 0 | LSurv | 0 | SD |  |  | 7.2 | 5 | [12 empty] | /cm^2 |  |  |  |  | 7.2
Buhr 2012 Test method development to evaluate hot, humid air decontamition of materials contamited with Bacillus anthracis Sterne and B. thuringiensis Al Hakam spores |  | Physical |  |  |  |  | 4 | cm^2 | 0.0004 | m^2 |  |  |  | 0 |  |  |  |  | 68 |  | 75 | wiring insulation insulation | steady-state conditions | 5760 |  |  | 0 | LSurv | 0 | SD |  |  | 7.3 | 5 | [12 empty] | /cm^2 |  |  |  |  | 7.3
Buhr 2012 Test method development to evaluate hot, humid air decontamition of materials contamited with Bacillus anthracis Sterne and B. thuringiensis Al Hakam spores |  | Physical |  |  |  |  | 4 | cm^2 | 0.0004 | m^2 |  |  |  | 0 |  |  |  |  | 60 |  | 75 | wiring insulation insulation | steady-state conditions | 5760 |  |  | 0 | LSurv | 0 | SD |  |  | 7.2 | 5 | [12 empty] | /cm^2 |  |  |  |  | 7.2
Buhr 2012 Test method development to evaluate hot, humid air decontamition of materials contamited with Bacillus anthracis Sterne and B. thuringiensis Al Hakam spores |  | Physical |  |  |  |  | 4 | cm^2 | 0.0004 | m^2 |  |  |  | 0 |  |  |  |  | 77 |  | 75 | InsulFab | steady-state conditions | 5760 |  |  | 0 | LSurv | 0 | SD |  |  | 7.2 | 5 | [12 empty] | /cm^2 |  |  |  |  | 7.2
Buhr 2012 Test method development to evaluate hot, humid air decontamition of materials contamited with Bacillus anthracis Sterne and B. thuringiensis Al Hakam spores |  | Physical |  |  |  |  | 4 | cm^2 | 0.0004 | m^2 |  |  |  | 0 |  |  |  |  | 77 |  | 75 | Anti-skid material on aluminum | steady-state conditions | 5760 |  |  | 0 | LSurv | 0 | SD |  |  | 7.2 | 5 | [12 empty] | /cm^2 |  |  |  |  | 7.2
Buhr 2012 Test method development to evaluate hot, humid air decontamition of materials contamited with Bacillus anthracis Sterne and B. thuringiensis Al Hakam spores |  | Physical |  |  |  |  | 4 | cm^2 | 0.0004 | m^2 |  |  |  | 0 |  |  |  |  | 77 |  | 75 | Polypropylene | steady-state conditions | 5760 |  |  | 0 | LSurv | 0 | SD |  |  | 7.2 | 5 | [12 empty] | /cm^2 |  |  |  |  | 7.2
Buhr 2012 Test method development to evaluate hot, humid air decontamition of materials contamited with Bacillus anthracis Sterne and B. thuringiensis Al Hakam spores |  | Physical |  |  |  |  | 4 | cm^2 | 0.0004 | m^2 |  |  |  | 0 |  |  |  |  | 77 |  | 75 | wet polypropylene | steady-state conditions | 5760 |  |  | 0 | LSurv | 0 | SD |  |  | 7.2 | 5 | [12 empty] | /cm^2 |  |  |  |  | 7.2
Buhr 2012 Test method development to evaluate hot, humid air decontamition of materials contamited with Bacillus anthracis Sterne and B. thuringiensis Al Hakam spores |  | Physical |  |  |  |  | 4 | cm^2 | 0.0004 | m^2 |  |  |  | 0 |  |  |  |  | 68 |  | 75 | wet polypropylene | steady-state conditions | 5760 |  |  | 0 | LSurv | 0 | SD |  |  | 7.3 | 5 | [12 empty] | /cm^2 |  |  |  |  | 7.3
Buhr 2012 Test method development to evaluate hot, humid air decontamition of materials contamited with Bacillus anthracis Sterne and B. thuringiensis Al Hakam spores |  | Physical |  |  |  |  | 4 | cm^2 | 0.0004 | m^2 |  |  |  | 0 |  |  |  |  | 60 |  | 75 | wet polypropylene | steady-state conditions | 5760 |  |  | 0 | LSurv | 0 | SD |  |  | 7.2 | 5 | [12 empty] | /cm^2 |  |  |  |  | 7.2
Buhr 2012 Test method development to evaluate hot, humid air decontamition of materials contamited with Bacillus anthracis Sterne and B. thuringiensis Al Hakam spores |  | Physical |  |  |  |  | 4 | cm^2 | 0.0004 | m^2 |  |  |  | 0 |  |  |  |  | 68 |  | 75 | painted aluminum (aircraft performance coating) | steady-state conditions | 10080 |  |  | 0 | LSurv | 0 | SD |  |  | 7.2 | 5 | [12 empty] | /cm^2 |  |  |  |  | 7.2
Buhr 2012 Test method development to evaluate hot, humid air decontamition of materials contamited with Bacillus anthracis Sterne and B. thuringiensis Al Hakam spores |  | Physical |  |  |  |  | 4 | cm^2 | 0.0004 | m^2 |  |  |  | 0 |  |  |  |  | 68 |  | 75 | wiring insulation insulation | steady-state conditions | 10080 |  |  | 0 | LSurv | 0 | SD |  |  | 7.2 | 5 | [12 empty] | /cm^2 |  |  |  |  | 7.2
Buhr 2012 Test method development to evaluate hot, humid air decontamition of materials contamited with Bacillus anthracis Sterne and B. thuringiensis Al Hakam spores |  | Physical |  |  |  |  | 4 | cm^2 | 0.0004 | m^2 |  |  |  | 0 |  |  |  |  | 68 |  | 75 | InsulFab | steady-state conditions | 10080 |  |  | 0 | LSurv | 0 | SD |  |  | 7.2 | 5 | [12 empty] | /cm^2 |  |  |  |  | 7.2
Buhr 2012 Test method development to evaluate hot, humid air decontamition of materials contamited with Bacillus anthracis Sterne and B. thuringiensis Al Hakam spores |  | Physical |  |  |  |  | 4 | cm^2 | 0.0004 | m^2 |  |  |  | 0 |  |  |  |  | 68 |  | 75 | Polypropylene | steady-state conditions | 10080 |  |  | 0 | LSurv | 0 | SD |  |  | 7.2 | 5 | [12 empty] | /cm^2 |  |  |  |  | 7.2
Buhr 2012 Test method development to evaluate hot, humid air decontamition of materials contamited with Bacillus anthracis Sterne and B. thuringiensis Al Hakam spores |  | Physical |  |  |  |  | 4 | cm^2 | 0.0004 | m^2 |  |  |  | 0 |  |  |  |  | 68 |  | 75 | wet polypropylene | steady-state conditions | 10080 |  |  | 0 | LSurv | 0 | SD |  |  | 7.2 | 5 | [12 empty] | /cm^2 |  |  |  |  | 7.2
Buhr 2012 Test method development to evaluate hot, humid air decontamition of materials contamited with Bacillus anthracis Sterne and B. thuringiensis Al Hakam spores |  | Physical |  |  |  |  | 4 | cm^2 | 0.0004 | m^2 |  |  |  | 0 |  |  |  |  | 77 |  | 60 | wet polypropylene | steady-state conditions | 1440 |  |  | 0 | LSurv | 0 | SD |  |  | 7.3 | 5 | [12 empty] | /cm^2 |  |  |  |  | 7.3
Buhr 2012 Test method development to evaluate hot, humid air decontamition of materials contamited with Bacillus anthracis Sterne and B. thuringiensis Al Hakam spores |  | Physical |  |  |  |  | 4 | cm^2 | 0.0004 | m^2 |  |  |  | 0 |  |  |  |  | 68 |  | 60 | wiring insulation insulation | steady-state conditions | 5760 |  |  | 0 | LSurv | 0 | SD |  |  | 7.2 | 5 | [12 empty] | /cm^2 |  |  |  |  | 7.2
Buhr 2012 Test method development to evaluate hot, humid air decontamition of materials contamited with Bacillus anthracis Sterne and B. thuringiensis Al Hakam spores |  | Physical |  |  |  |  | 4 | cm^2 | 0.0004 | m^2 |  |  |  | 0 |  |  |  |  | 68 |  | 60 | wet polypropylene | steady-state conditions | 5760 |  |  | 0 | LSurv | 0 | SD |  |  | 7.2 | 5 | [12 empty] | /cm^2 |  |  |  |  | 7.2
Buhr 2012 Test method development to evaluate hot, humid air decontamition of materials contamited with Bacillus anthracis Sterne and B. thuringiensis Al Hakam spores |  | Physical |  |  |  |  | 4 | cm^2 | 0.0004 | m^2 |  |  |  | 0 |  |  |  |  | 77 |  | 60 | painted aluminum (aircraft performance coating) | steady-state conditions | 10080 |  |  | 0 | LSurv | 0 | SD |  |  | 7.3 | 5 | [12 empty] | /cm^2 |  |  |  |  | 7.3
Buhr 2012 Test method development to evaluate hot, humid air decontamition of materials contamited with Bacillus anthracis Sterne and B. thuringiensis Al Hakam spores |  | Physical |  |  |  |  | 4 | cm^2 | 0.0004 | m^2 |  |  |  | 0 |  |  |  |  | 77 |  | 60 | wiring insulation insulation | steady-state conditions | 10080 |  |  | 0 | LSurv | 0 | SD |  |  | 7.3 | 5 | [12 empty] | /cm^2 |  |  |  |  | 7.3
Buhr 2012 Test method development to evaluate hot, humid air decontamition of materials contamited with Bacillus anthracis Sterne and B. thuringiensis Al Hakam spores |  | Physical |  |  |  |  | 4 | cm^2 | 0.0004 | m^2 |  |  |  | 0 |  |  |  |  | 77 |  | 60 | InsulFab | steady-state conditions | 10080 |  |  | 0 | LSurv | 0 | SD |  |  | 7.3 | 5 | [12 empty] | /cm^2 |  |  |  |  | 7.3
Buhr 2012 Test method development to evaluate hot, humid air decontamition of materials contamited with Bacillus anthracis Sterne and B. thuringiensis Al Hakam spores |  | Physical |  |  |  |  | 4 | cm^2 | 0.0004 | m^2 |  |  |  | 0 |  |  |  |  | 77 |  | 60 | Anti-skid material on aluminum | steady-state conditions | 10080 |  |  | 0 | LSurv | 0 | SD |  |  | 7.3 | 5 | [12 empty] | /cm^2 |  |  |  |  | 7.3
Buhr 2012 Test method development to evaluate hot, humid air decontamition of materials contamited with Bacillus anthracis Sterne and B. thuringiensis Al Hakam spores |  | Physical |  |  |  |  | 4 | cm^2 | 0.0004 | m^2 |  |  |  | 0 |  |  |  |  | 77 |  | 60 | Polypropylene | steady-state conditions | 10080 |  |  | 0 | LSurv | 0 | SD |  |  | 7.3 | 5 | [12 empty] | /cm^2 |  |  |  |  | 7.3
Buhr 2012 Test method development to evaluate hot, humid air decontamition of materials contamited with Bacillus anthracis Sterne and B. thuringiensis Al Hakam spores |  | Physical |  |  |  |  | 4 | cm^2 | 0.0004 | m^2 |  |  |  | 0 |  |  |  |  | 77 |  | 60 | wet polypropylene | steady-state conditions | 10080 |  |  | 0 | LSurv | 0 | SD |  |  | 7.3 | 5 | [12 empty] | /cm^2 |  |  |  |  | 7.3
Buhr 2012 Test method development to evaluate hot, humid air decontamition of materials contamited with Bacillus anthracis Sterne and B. thuringiensis Al Hakam spores |  | Physical |  |  |  |  | 4 | cm^2 | 0.0004 | m^2 |  |  |  | 0 |  |  |  |  | 77 |  | 90 | painted aluminum (aircraft performance coating) | steady-state conditions | 1440 |  |  | 0 | LSurv | 0 | SD |  |  | 7.7 | 5 | [12 empty] | /cm^2 |  |  |  |  | 7.7
Buhr 2012 Test method development to evaluate hot, humid air decontamition of materials contamited with Bacillus anthracis Sterne and B. thuringiensis Al Hakam spores |  | Physical |  |  |  |  | 4 | cm^2 | 0.0004 | m^2 |  |  |  | 0 |  |  |  |  | 77 |  | 90 | wiring insulation | steady-state conditions | 1440 |  |  | 0 | LSurv | 0 | SD |  |  | 7.7 | 5 | [12 empty] | /cm^2 |  |  |  |  | 7.7
Buhr 2012 Test method development to evaluate hot, humid air decontamition of materials contamited with Bacillus anthracis Sterne and B. thuringiensis Al Hakam spores |  | Physical |  |  |  |  | 4 | cm^2 | 0.0004 | m^2 |  |  |  | 0 |  |  |  |  | 77 |  | 90 | InsulFab | steady-state conditions | 1440 |  |  | 0 | LSurv | 0 | SD |  |  | 7.7 | 5 | [12 empty] | /cm^2 |  |  |  |  | 7.7
Buhr 2012 Test method development to evaluate hot, humid air decontamition of materials contamited with Bacillus anthracis Sterne and B. thuringiensis Al Hakam spores |  | Physical |  |  |  |  | 4 | cm^2 | 0.0004 | m^2 |  |  |  | 0 |  |  |  |  | 77 |  | 90 | Polypropylene | steady-state conditions | 1440 |  |  | 0 | LSurv | 0 | SD |  |  | 7.7 | 5 | [12 empty] | /cm^2 |  |  |  |  | 7.7
Buhr 2012 Test method development to evaluate hot, humid air decontamition of materials contamited with Bacillus anthracis Sterne and B. thuringiensis Al Hakam spores |  | Physical |  |  |  |  | 4 | cm^2 | 0.0004 | m^2 |  |  |  | 0 |  |  |  |  | 77 |  | 90 | wet polypropylene | steady-state conditions | 1440 |  |  | 0 | LSurv | 0 | SD |  |  | 7.7 | 5 | [12 empty] | /cm^2 |  |  |  |  | 7.7
Buhr 2012 Test method development to evaluate hot, humid air decontamition of materials contamited with Bacillus anthracis Sterne and B. thuringiensis Al Hakam spores |  | Physical |  |  |  |  | 4 | cm^2 | 0.0004 | m^2 |  |  |  | 0 |  |  |  |  | 68 |  | 90 | painted aluminum (aircraft performance coating) | steady-state conditions | 5760 |  |  | 0 | LSurv | 0 | SD |  |  | 7.2 | 5 | [12 empty] | /cm^2 |  |  |  |  | 7.2
Buhr 2012 Test method development to evaluate hot, humid air decontamition of materials contamited with Bacillus anthracis Sterne and B. thuringiensis Al Hakam spores |  | Physical |  |  |  |  | 4 | cm^2 | 0.0004 | m^2 |  |  |  | 0 |  |  |  |  | 68 |  | 90 | wiring insulation | steady-state conditions | 5760 |  |  | 0 | LSurv | 0 | SD |  |  | 7.2 | 5 | [12 empty] | /cm^2 |  |  |  |  | 7.2
Buhr 2012 Test method development to evaluate hot, humid air decontamition of materials contamited with Bacillus anthracis Sterne and B. thuringiensis Al Hakam spores |  | Physical |  |  |  |  | 4 | cm^2 | 0.0004 | m^2 |  |  |  | 0 |  |  |  |  | 68 |  | 90 | InsulFab | steady-state conditions | 5760 |  |  | 0 | LSurv | 0 | SD |  |  | 7.2 | 5 | [12 empty] | /cm^2 |  |  |  |  | 7.2
Buhr 2012 Test method development to evaluate hot, humid air decontamition of materials contamited with Bacillus anthracis Sterne and B. thuringiensis Al Hakam spores |  | Physical |  |  |  |  | 4 | cm^2 | 0.0004 | m^2 |  |  |  | 0 |  |  |  |  | 68 |  | 90 | Anti-skid material on aluminum | steady-state conditions | 5760 |  |  | 0 | LSurv | 0 | SD |  |  | 7.2 | 5 | [12 empty] | /cm^2 |  |  |  |  | 7.2
Buhr 2012 Test method development to evaluate hot, humid air decontamition of materials contamited with Bacillus anthracis Sterne and B. thuringiensis Al Hakam spores |  | Physical |  |  |  |  | 4 | cm^2 | 0.0004 | m^2 |  |  |  | 0 |  |  |  |  | 68 |  | 90 | Polypropylene | steady-state conditions | 5760 |  |  | 0 | LSurv | 0 | SD |  |  | 7.2 | 5 | [12 empty] | /cm^2 |  |  |  |  | 7.2
Buhr 2012 Test method development to evaluate hot, humid air decontamition of materials contamited with Bacillus anthracis Sterne and B. thuringiensis Al Hakam spores |  | Physical |  |  |  |  | 4 | cm^2 | 0.0004 | m^2 |  |  |  | 0 |  |  |  |  | 68 |  | 90 | wet polypropylene | steady-state conditions | 5760 |  |  | 0 | LSurv | 0 | SD |  |  | 7.2 | 5 | [12 empty] | /cm^2 |  |  |  |  | 7.2
Buhr 2012 Test method development to evaluate hot, humid air decontamition of materials contamited with Bacillus anthracis Sterne and B. thuringiensis Al Hakam spores |  | Physical |  |  |  |  | 4 | cm^2 | 0.0004 | m^2 |  |  |  | 0 |  |  |  |  | 77 |  | 90 | painted aluminum (aircraft performance coating) | steady-state conditions | 10080 |  |  | 0 | LSurv | 0 | SD |  |  | 7.7 | 5 | [12 empty] | /cm^2 |  |  |  |  | 7.7
Buhr 2012 Test method development to evaluate hot, humid air decontamition of materials contamited with Bacillus anthracis Sterne and B. thuringiensis Al Hakam spores |  | Physical |  |  |  |  | 4 | cm^2 | 0.0004 | m^2 |  |  |  | 0 |  |  |  |  | 60 |  | 90 | painted aluminum (aircraft performance coating) | steady-state conditions | 10080 |  |  | 0 | LSurv | 0 | SD |  |  | 7.7 | 5 | [12 empty] | /cm^2 |  |  |  |  | 7.7
Buhr 2012 Test method development to evaluate hot, humid air decontamition of materials contamited with Bacillus anthracis Sterne and B. thuringiensis Al Hakam spores |  | Physical |  |  |  |  | 4 | cm^2 | 0.0004 | m^2 |  |  |  | 0 |  |  |  |  | 77 |  | 90 | wiring insulation | steady-state conditions | 10080 |  |  | 0 | LSurv | 0 | SD |  |  | 7.7 | 5 | [12 empty] | /cm^2 |  |  |  |  | 7.7
Buhr 2012 Test method development to evaluate hot, humid air decontamition of materials contamited with Bacillus anthracis Sterne and B. thuringiensis Al Hakam spores |  | Physical |  |  |  |  | 4 | cm^2 | 0.0004 | m^2 |  |  |  | 0 |  |  |  |  | 77 |  | 90 | InsulFab | steady-state conditions | 10080 |  |  | 0 | LSurv | 0 | SD |  |  | 7.7 | 5 | [12 empty] | /cm^2 |  |  |  |  | 7.7
Buhr 2012 Test method development to evaluate hot, humid air decontamition of materials contamited with Bacillus anthracis Sterne and B. thuringiensis Al Hakam spores |  | Physical |  |  |  |  | 4 | cm^2 | 0.0004 | m^2 |  |  |  | 0 |  |  |  |  | 77 |  | 90 | Anti-skid material on aluminum | steady-state conditions | 10080 |  |  | 0 | LSurv | 0 | SD |  |  | 7.7 | 5 | [12 empty] | /cm^2 |  |  |  |  | 7.7
Buhr 2012 Test method development to evaluate hot, humid air decontamition of materials contamited with Bacillus anthracis Sterne and B. thuringiensis Al Hakam spores |  | Physical |  |  |  |  | 4 | cm^2 | 0.0004 | m^2 |  |  |  | 0 |  |  |  |  | 77 |  | 90 | Polypropylene | steady-state conditions | 10080 |  |  | 0 | LSurv | 0 | SD |  |  | 7.7 | 5 | [12 empty] | /cm^2 |  |  |  |  | 7.7
Buhr 2012 Test method development to evaluate hot, humid air decontamition of materials contamited with Bacillus anthracis Sterne and B. thuringiensis Al Hakam spores |  | Physical |  |  |  |  | 4 | cm^2 | 0.0004 | m^2 |  |  |  | 0 |  |  |  |  | 77 |  | 90 | wet polypropylene | steady-state conditions | 10080 | 1 |  | 0 | LSurv | 0 | SD |  |  | 7.7 | 5 | [12 empty] | /cm^2 |  |  |  |  | 7.7
Buhr 2012 Test method development to evaluate hot, humid air decontamition of materials contamited with Bacillus anthracis Sterne and B. thuringiensis Al Hakam spores |  | Physical |  |  |  |  | 4 | cm^2 | 0.0004 | m^2 |  |  |  | 0 |  |  |  |  | 68 |  | 75 | wet polypropylene | steady-state conditions | 1440 | 1 |  | 0 | LSurv | 0 | SD |  |  | 7.2 | 5 | [12 empty] | /cm^2 |  |  |  |  | 7.2
Buhr 2012 Test method development to evaluate hot, humid air decontamition of materials contamited with Bacillus anthracis Sterne and B. thuringiensis Al Hakam spores |  | Physical |  |  |  |  | 4 | cm^2 | 0.0004 | m^2 |  |  |  | 0 |  |  |  |  | 77 |  | 75 | painted aluminum (aircraft performance coating) | steady-state conditions | 5760 | 1 |  | 0 | LSurv | 0 | SD |  |  | 7.2 | 5 | [12 empty] | /cm^2 |  |  |  |  | 7.2
Buhr 2012 Test method development to evaluate hot, humid air decontamition of materials contamited with Bacillus anthracis Sterne and B. thuringiensis Al Hakam spores |  | Physical |  |  |  |  | 4 | cm^2 | 0.0004 | m^2 |  |  |  | 0 |  |  |  |  | 60 |  | 75 | wiring insulation | steady-state conditions | 5760 | 1 |  | 0 | LSurv | 0 | SD |  |  | 7.7 | 5 | [12 empty] | /cm^2 |  |  |  |  | 7.7
Buhr 2012 Test method development to evaluate hot, humid air decontamition of materials contamited with Bacillus anthracis Sterne and B. thuringiensis Al Hakam spores |  | Physical |  |  |  |  | 4 | cm^2 | 0.0004 | m^2 |  |  |  | 0 |  |  |  |  | 77 |  | 75 | Anti-skid material on aluminum | steady-state conditions | 5760 |  |  | 0 | LSurv | 0 | SD |  |  | 7.2 | 5 | [12 empty] | /cm^2 |  |  |  |  | 7.2
Buhr 2012 Test method development to evaluate hot, humid air decontamition of materials contamited with Bacillus anthracis Sterne and B. thuringiensis Al Hakam spores |  | Physical |  |  |  |  | 4 | cm^2 | 0.0004 | m^2 |  |  |  | 0 |  |  |  |  | 77 |  | 75 | Polypropylene | steady-state conditions | 5760 |  |  | 0 | LSurv | 0 | SD |  |  | 7.2 | 5 | [12 empty] | /cm^2 |  |  |  |  | 7.2
Buhr 2012 Test method development to evaluate hot, humid air decontamition of materials contamited with Bacillus anthracis Sterne and B. thuringiensis Al Hakam spores |  | Physical |  |  |  |  | 4 | cm^2 | 0.0004 | m^2 |  |  |  | 0 |  |  |  |  | 77 |  | 75 | wet polypropylene | steady-state conditions | 5760 |  |  | 0 | LSurv | 0 | SD |  |  | 7.2 | 5 | [12 empty] | /cm^2 |  |  |  |  | 7.2
Buhr 2012 Test method development to evaluate hot, humid air decontamition of materials contamited with Bacillus anthracis Sterne and B. thuringiensis Al Hakam spores |  | Physical |  |  |  |  | 4 | cm^2 | 0.0004 | m^2 |  |  |  | 0 |  |  |  |  | 68 |  | 75 | wet polypropylene | steady-state conditions | 5760 |  |  | 0 | LSurv | 0.1 | SD |  |  | 7.7 | 5 | [12 empty] | /cm^2 |  |  |  |  | 7.7
Buhr 2012 Test method development to evaluate hot, humid air decontamition of materials contamited with Bacillus anthracis Sterne and B. thuringiensis Al Hakam spores |  | Physical |  |  |  |  | 4 | cm^2 | 0.0004 | m^2 |  |  |  | 0 |  |  |  |  | 60 |  | 75 | wet polypropylene | steady-state conditions | 5760 | 1 |  | 0 | LSurv | 0 | SD |  |  | 7.2 | 5 | [12 empty] | /cm^2 |  |  |  |  | 7.2
Buhr 2012 Test method development to evaluate hot, humid air decontamition of materials contamited with Bacillus anthracis Sterne and B. thuringiensis Al Hakam spores |  | Physical |  |  |  |  | 4 | cm^2 | 0.0004 | m^2 |  |  |  | 0 |  |  |  |  | 68 |  | 75 | painted aluminum (aircraft performance coating) | steady-state conditions | 10080 | 1 |  | 0 | LSurv | 0 | SD |  |  | 7.2 | 5 | [12 empty] | /cm^2 |  |  |  |  | 7.2
Buhr 2012 Test method development to evaluate hot, humid air decontamition of materials contamited with Bacillus anthracis Sterne and B. thuringiensis Al Hakam spores |  | Physical |  |  |  |  | 4 | cm^2 | 0.0004 | m^2 |  |  |  | 0 |  |  |  |  | 68 |  | 75 | wiring insulation | steady-state conditions | 10080 | 1 |  | 0 | LSurv | 0 | SD |  |  | 7.2 | 5 | [12 empty] | /cm^2 |  |  |  |  | 7.2
Buhr 2012 Test method development to evaluate hot, humid air decontamition of materials contamited with Bacillus anthracis Sterne and B. thuringiensis Al Hakam spores |  | Physical |  |  |  |  | 4 | cm^2 | 0.0004 | m^2 |  |  |  | 0 |  |  |  |  | 68 |  | 75 | InsulFab | steady-state conditions | 10080 |  |  | 0 | LSurv | 0 | SD |  |  | 7.2 | 5 | [12 empty] | /cm^2 |  |  |  |  | 7.2
Buhr 2012 Test method development to evaluate hot, humid air decontamition of materials contamited with Bacillus anthracis Sterne and B. thuringiensis Al Hakam spores |  | Physical |  |  |  |  | 4 | cm^2 | 0.0004 | m^2 |  |  |  | 0 |  |  |  |  | 68 |  | 75 | Polypropylene | steady-state conditions | 10080 |  |  | 0 | LSurv | 0 | SD |  |  | 7.2 | 5 | [12 empty] | /cm^2 |  |  |  |  | 7.2
Buhr 2012 Test method development to evaluate hot, humid air decontamition of materials contamited with Bacillus anthracis Sterne and B. thuringiensis Al Hakam spores |  | Physical |  |  |  |  | 4 | cm^2 | 0.0004 | m^2 |  |  |  | 0 |  |  |  |  | 68 |  | 75 | wet polypropylene | steady-state conditions | 10080 |  |  | 0 | LSurv | 0 | SD |  |  | 7.2 | 5 | [12 empty] | /cm^2 |  |  |  |  | 7.2
Buhr 2012 Test method development to evaluate hot, humid air decontamition of materials contamited with Bacillus anthracis Sterne and B. thuringiensis Al Hakam spores |  | Physical |  |  |  |  | 4 | cm^2 | 0.0004 | m^2 |  |  |  | 0 |  |  |  |  | 77 |  | 60 | wet polypropylene | steady-state conditions | 1440 |  |  | 0 | LSurv | 0 | SD |  |  | 7.7 | 5 | [12 empty] | /cm^2 |  |  |  |  | 7.7
Buhr 2012 Test method development to evaluate hot, humid air decontamition of materials contamited with Bacillus anthracis Sterne and B. thuringiensis Al Hakam spores |  | Physical |  |  |  |  | 4 | cm^2 | 0.0004 | m^2 |  |  |  | 0 |  |  |  |  | 68 |  | 60 | wet polypropylene | steady-state conditions | 5760 |  |  | 0 | LSurv | 0 | SD |  |  | 7.2 | 5 | [12 empty] | /cm^2 |  |  |  |  | 7.2
Buhr 2012 Test method development to evaluate hot, humid air decontamition of materials contamited with Bacillus anthracis Sterne and B. thuringiensis Al Hakam spores |  | Physical |  |  |  |  | 4 | cm^2 | 0.0004 | m^2 |  |  |  | 0 |  |  |  |  | 77 |  | 60 | painted aluminum (aircraft performance coating) | steady-state conditions | 10080 |  |  | 0 | LSurv | 0 | SD |  |  | 7.7 | 5 | [12 empty] | /cm^2 |  |  |  |  | 7.7
Buhr 2012 Test method development to evaluate hot, humid air decontamition of materials contamited with Bacillus anthracis Sterne and B. thuringiensis Al Hakam spores |  | Physical |  |  |  |  | 4 | cm^2 | 0.0004 | m^2 |  |  |  | 0 |  |  |  |  | 77 |  | 60 | wiring insulation | steady-state conditions | 10080 |  |  | 0 | LSurv | 0 | SD |  |  | 7.7 | 5 | [12 empty] | /cm^2 |  |  |  |  | 7.7
Buhr 2012 Test method development to evaluate hot, humid air decontamition of materials contamited with Bacillus anthracis Sterne and B. thuringiensis Al Hakam spores |  | Physical |  |  |  |  | 4 | cm^2 | 0.0004 | m^2 |  |  |  | 0 |  |  |  |  | 77 |  | 60 | InsulFab | steady-state conditions | 10080 |  |  | 0 | LSurv | 0 | SD |  |  | 7.7 | 5 | [12 empty] | /cm^2 |  |  |  |  | 7.7
Buhr 2012 Test method development to evaluate hot, humid air decontamition of materials contamited with Bacillus anthracis Sterne and B. thuringiensis Al Hakam spores |  | Physical |  |  |  |  | 4 | cm^2 | 0.0004 | m^2 |  |  |  | 0 |  |  |  |  | 77 |  | 60 | wet polypropylene | steady-state conditions | 10080 |  |  | 0 | LSurv | 0 | SD |  |  | 7.7 | 5 | [12 empty] | /cm^2 |  |  |  |  | 7.7
Chaine 2012 Decontamition of sugar syrup by pulsed light |  | Physical | CFU/mL | 100000 |  |  | 5.5 | mL | 5.5e-06 | m^3 | no rinsate |  |  | 0.29927 | J/cm^2 |  |  |  | 25 |  | 50 | water | total duration of pulses | 0.01875 |  |  | 1.0879 | LR | [5 empty] | "2-4" | [12 empty] | /mL
Chaine 2012 Decontamition of sugar syrup by pulsed light |  | Physical | CFU/mL | 100000 |  |  | 5.5 | mL | 5.5e-06 | m^3 | no rinsate |  |  | 0.51095 | J/cm^2 |  |  |  | 25 |  | 50 | water | total duration of pulses | 0.01875 |  |  | 2.4769 | LR | [5 empty] | "2-4" | [12 empty] | /mL
Chaine 2012 Decontamition of sugar syrup by pulsed light |  | Physical | CFU/mL | 100000 |  |  | 5.5 | mL | 5.5e-06 | m^3 | no rinsate |  |  | 0.79015 | J/cm^2 |  |  |  | 25 |  | 50 | water | total duration of pulses | 0.01875 |  |  | 4.0242 | LR | [5 empty] | "2-4" | [12 empty] | /mL
Chaine 2012 Decontamition of sugar syrup by pulsed light |  | Physical | CFU/mL | 100000 |  |  | 5.5 | mL | 5.5e-06 | m^3 | no rinsate |  |  | 1.2354 | J/cm^2 |  |  |  | 25 |  | 50 | water | total duration of pulses | 0.01875 |  |  | 4.4637 | LR | [5 empty] | "2-4" | [12 empty] | /mL
Chaine 2012 Decontamition of sugar syrup by pulsed light |  | Physical | CFU/mL | 100000 |  |  | 5.5 | mL | 5.5e-06 | m^3 | no rinsate |  |  | 1.5018 | J/cm^2 |  |  |  | 25 |  | 50 | water | total duration of pulses | 0.01875 |  |  | 4.622 | LR | [5 empty] | "2-4" | [12 empty] | /mL
Chaine 2012 Decontamition of sugar syrup by pulsed light |  | Physical | CFU/mL | 100000 |  |  | 5.5 | mL | 5.5e-06 | m^3 | no rinsate |  |  | 0.30292 | J/cm^2 |  |  |  | 25 |  | 50 | pure sucrose syrup | total duration of pulses | 0.01875 |  |  | 0.50769 | LR | [5 empty] | "2-4" | [12 empty] | /mL
Chaine 2012 Decontamition of sugar syrup by pulsed light |  | Physical | CFU/mL | 100000 |  |  | 5.5 | mL | 5.5e-06 | m^3 | no rinsate |  |  | 0.5073 | J/cm^2 |  |  |  | 25 |  | 50 | pure sucrose syrup | total duration of pulses | 0.01875 |  |  | 1.5714 | LR | [5 empty] | "2-4" | [12 empty] | /mL
Chaine 2012 Decontamition of sugar syrup by pulsed light |  | Physical | CFU/mL | 100000 |  |  | 5.5 | mL | 5.5e-06 | m^3 | no rinsate |  |  | 0.75365 | J/cm^2 |  |  |  | 25 |  | 50 | pure sucrose syrup | total duration of pulses | 0.01875 |  |  | 2.3011 | LR | [5 empty] | "2-4" | [12 empty] | /mL
Chaine 2012 Decontamition of sugar syrup by pulsed light |  | Physical | CFU/mL | 100000 |  |  | 5.5 | mL | 5.5e-06 | m^3 | no rinsate |  |  | 1.0219 | J/cm^2 |  |  |  | 25 |  | 50 | pure sucrose syrup | total duration of pulses | 0.01875 |  |  | 3.4 | LR | [5 empty] | "2-4" | [12 empty] | /mL
Chaine 2012 Decontamition of sugar syrup by pulsed light |  | Physical | CFU/mL | 100000 |  |  | 5.5 | mL | 5.5e-06 | m^3 | no rinsate |  |  | 1.2318 | J/cm^2 |  |  |  | 25 |  | 50 | pure sucrose syrup | total duration of pulses | 0.01875 |  |  | 4.0066 | LR | [5 empty] | "2-4" | [12 empty] | /mL
Chaine 2012 Decontamition of sugar syrup by pulsed light |  | Physical | CFU/mL | 100000 |  |  | 5.5 | mL | 5.5e-06 | m^3 | no rinsate |  |  | 1.4964 | J/cm^2 |  |  |  | 25 |  | 50 | pure sucrose syrup | total duration of pulses | 0.01875 |  |  | 4.1473 | LR | [5 empty] | "2-4" | [12 empty] | /mL
Chaine 2012 Decontamition of sugar syrup by pulsed light |  | Physical | CFU/mL | 100000 |  |  | 5.5 | mL | 5.5e-06 | m^3 | no rinsate |  |  | 0.0018248 | J/cm^2 |  |  |  | 25 |  | 50 | pure sucrose syrup | total duration of pulses | 0.01875 |  |  | 0.015385 | LR | [5 empty] | "2-4" | [12 empty] | /mL
Chaine 2012 Decontamition of sugar syrup by pulsed light |  | Physical | CFU/mL | 100000 |  |  | 5.5 | mL | 5.5e-06 | m^3 | no rinsate |  |  | -0.0018248 | J/cm^2 |  |  |  | 25 |  | 50 | industrial sucrose syrup | total duration of pulses | 0.01875 |  |  | 0.015385 | LR | [5 empty] | "2-4" | [12 empty] | /mL
Chaine 2012 Decontamition of sugar syrup by pulsed light |  | Physical | CFU/mL | 100000 |  |  | 5.5 | mL | 5.5e-06 | m^3 | no rinsate |  |  | 0.50365 | J/cm^2 |  |  |  | 25 |  | 50 | industrial sucrose syrup | total duration of pulses | 0.01875 |  |  | 0.61319 | LR | [5 empty] | "2-4" | [12 empty] | /mL
Chaine 2012 Decontamition of sugar syrup by pulsed light |  | Physical | CFU/mL | 100000 |  |  | 5.5 | mL | 5.5e-06 | m^3 | no rinsate |  |  | 1.0018 | J/cm^2 |  |  |  | 25 |  | 50 | industrial sucrose syrup | total duration of pulses | 0.01875 |  |  | 2.2659 | LR | [5 empty] | "2-4" | [12 empty] | /mL
Chaine 2012 Decontamition of sugar syrup by pulsed light |  | Physical | CFU/mL | 100000 |  |  | 5.5 | mL | 5.5e-06 | m^3 | no rinsate |  |  | 1.5 | J/cm^2 |  |  |  | 25 |  | 50 | industrial sucrose syrup | total duration of pulses | 0.01875 |  |  | 3.1099 | LR | [5 empty] | "2-4" | [12 empty] | /mL
Chaine 2012 Decontamition of sugar syrup by pulsed light |  | Physical | CFU/mL | 100000 |  |  | 20 | mL | 2e-05 | m^3 | no rinsate |  |  | -0.0041655 | J/cm^2 |  |  |  | 25 |  | 50 | industrial sucrose syrup | total duration of pulses | 0.01875 |  |  | 0.0049099 | LR | [5 empty] | "2-4" | [12 empty] | /mL
Chaine 2012 Decontamition of sugar syrup by pulsed light |  | Physical | CFU/mL | 100000 |  |  | 20 | mL | 2e-05 | m^3 | no rinsate |  |  | 0.29947 | J/cm^2 |  |  |  | 25 |  | 50 | industrial sucrose syrup | total duration of pulses | 0.01875 |  |  | 0.68636 | LR | [5 empty] | "2-4" | [12 empty] | /mL
Chaine 2012 Decontamition of sugar syrup by pulsed light |  | Physical | CFU/mL | 100000 |  |  | 20 | mL | 2e-05 | m^3 | no rinsate |  |  | 0.51294 | J/cm^2 |  |  |  | 25 |  | 50 | industrial sucrose syrup | total duration of pulses | 0.01875 |  |  | 1.2024 | LR | [5 empty] | "2-4" | [12 empty] | /mL
Chaine 2012 Decontamition of sugar syrup by pulsed light |  | Physical | CFU/mL | 100000 |  |  | 20 | mL | 2e-05 | m^3 | no rinsate |  |  | 0.79279 | J/cm^2 |  |  |  | 25 |  | 50 | industrial sucrose syrup | total duration of pulses | 0.01875 |  |  | 1.9327 | LR | [5 empty] | "2-4" | [12 empty] | /mL
Chaine 2012 Decontamition of sugar syrup by pulsed light |  | Physical | CFU/mL | 100000 |  |  | 20 | mL | 2e-05 | m^3 | no rinsate |  |  | 1.234 | J/cm^2 |  |  |  | 25 |  | 50 | industrial sucrose syrup | total duration of pulses | 0.01875 |  |  | 2.9257 | LR | [5 empty] | "2-4" | [12 empty] | /mL
Chaine 2012 Decontamition of sugar syrup by pulsed light |  | Physical | CFU/mL | 100000 |  |  | 20 | mL | 2e-05 | m^3 | no rinsate |  |  | 1.8437 | J/cm^2 |  |  |  | 25 |  | 50 | industrial sucrose syrup | total duration of pulses | 0.01875 |  |  | 4.152 | LR | [5 empty] | "2-4" | [12 empty] | /mL
Chaine 2012 Decontamition of sugar syrup by pulsed light |  | Physical | CFU/mL | 100000 |  |  | 20 | mL | 2e-05 | m^3 | no rinsate |  |  | 1.229 | J/cm^2 |  |  |  | 25 |  | 50 | industrial sucrose syrup | total duration of pulses | 0.01875 |  |  | 4.1314 | LR | [5 empty] | "2-4" | [12 empty] | /mL
Chaine 2012 Decontamition of sugar syrup by pulsed light |  | Physical | CFU/mL | 100000 |  |  | 20 | mL | 2e-05 | m^3 | no rinsate |  |  | 0.78704 | J/cm^2 |  |  |  | 25 |  | 50 | industrial sucrose syrup | total duration of pulses | 0.01875 |  |  | 2.3641 | LR | [5 empty] | "2-4" | [12 empty] | /mL
Chaine 2012 Decontamition of sugar syrup by pulsed light |  | Physical | CFU/mL | 100000 |  |  | 20 | mL | 2e-05 | m^3 | no rinsate |  |  | 0.51419 | J/cm^2 |  |  |  | 25 |  | 50 | industrial sucrose syrup | total duration of pulses | 0.01875 |  |  | 1.5443 | LR | [5 empty] | "2-4" | [12 empty] | /mL
Chaine 2012 Decontamition of sugar syrup by pulsed light |  | Physical | CFU/mL | 100000 |  |  | 20 | mL | 2e-05 | m^3 | no rinsate |  |  | 0.30361 | J/cm^2 |  |  |  | 25 |  | 50 | industrial sucrose syrup | total duration of pulses | 0.01875 |  |  | 0.52861 | LR | [5 empty] | "2-4" | [12 empty] | /mL
Chaine 2012 Decontamition of sugar syrup by pulsed light |  | Physical | CFU/mL | 100000 |  |  | 20 | mL | 2e-05 | m^3 | no rinsate |  |  | 0.002359 | J/cm^2 |  |  |  | 25 |  | 50 | industrial sucrose syrup | total duration of pulses | 0.01875 |  |  | -0.017106 | LR | [5 empty] | "2-4" | [12 empty] | /mL
Luksiene 2009 Ictivation of food pathogen Bacillus cereus by photosensitization in vitro and on the surface of packaging material |  | Physical |  |  |  |  | 10 | mL | 1e-05 | m^3 |  |  |  | 20 | mW/cm^2 |  |  |  | 25 |  | 50 | aqueous suspension | time illumited | 15 |  |  | 2 | LR | [5 empty] | 3 | [12 empty] | /mL
Luksiene 2009 Ictivation of food pathogen Bacillus cereus by photosensitization in vitro and on the surface of packaging material |  | Physical |  |  |  |  | 10 | mL | 1e-05 | m^3 |  |  |  | 20 | mW/cm^2 |  |  |  | 25 |  | 50 | aqueous suspension | time illumited | 15 |  |  | 3.7 | LR | [5 empty] | 3 | [12 empty] | /mL
Luksiene 2009 Ictivation of food pathogen Bacillus cereus by photosensitization in vitro and on the surface of packaging material |  | Physical |  |  |  |  | 32 | cm^2 | 0.0032 | m^2 |  |  |  | 20 | mW/cm^2 |  |  |  | 25 |  | 50 | food packaging material (presumably plastic) | time illumited | 15 |  |  | 1.5 | LR | [5 empty] | 3 | [12 empty] | /cm^2
Luksiene 2009 Ictivation of food pathogen Bacillus cereus by photosensitization in vitro and on the surface of packaging material |  | Physical |  |  |  |  | 32 | cm^2 | 0.0032 | m^2 |  |  |  | 20 | mW/cm^2 |  |  |  | 25 |  | 50 | food packaging material (presumably plastic) | time illumited | 15 |  |  | 2.7 | LR | [5 empty] | 3 | [12 empty] | /cm^2
Prasad 2009 Photocataytic ictivation of Bacillus anthracis by titania nomaterials |  | Physical | [8 empty] | no rinsate |  |  | 1285.5 | uW/cm^2 |  |  |  | 25 |  | 50 | liquid | steady-state conditions | 10 |  |  | 0.05 | LR
Prasad 2009 Photocataytic ictivation of Bacillus anthracis by titania nomaterials |  | Physical | [8 empty] | no rinsate |  |  | 1285.5 | uW/cm^2 |  |  |  | 25 |  | 50 | liquid | steady-state conditions | 20 |  |  | 0.07 | LR
Prasad 2009 Photocataytic ictivation of Bacillus anthracis by titania nomaterials |  | Physical | [8 empty] | no rinsate |  |  | 1285.5 | uW/cm^2 |  |  |  | 25 |  | 50 | liquid | steady-state conditions | 30 |  |  | 0.13 | LR
Prasad 2009 Photocataytic ictivation of Bacillus anthracis by titania nomaterials |  | Physical | [8 empty] | no rinsate |  |  | 1285.5 | uW/cm^2 |  |  |  | 25 |  | 50 | liquid | steady-state conditions | 40 |  |  | 0.24 | LR
Prasad 2009 Photocataytic ictivation of Bacillus anthracis by titania nomaterials |  | Physical | [8 empty] | no rinsate |  |  | 1285.5 | uW/cm^2 |  |  |  | 25 |  | 50 | liquid | steady-state conditions | 10 |  |  | 0.14 | LR
Prasad 2009 Photocataytic ictivation of Bacillus anthracis by titania nomaterials |  | Physical | [8 empty] | no rinsate |  |  | 1285.5 | uW/cm^2 |  |  |  | 25 |  | 50 | liquid | steady-state conditions | 20 |  |  | 0.16 | LR
Prasad 2009 Photocataytic ictivation of Bacillus anthracis by titania nomaterials |  | Physical | [8 empty] | no rinsate |  |  | 1285.5 | uW/cm^2 |  |  |  | 25 |  | 50 | liquid | steady-state conditions | 30 |  |  | 0.24 | LR
Prasad 2009 Photocataytic ictivation of Bacillus anthracis by titania nomaterials |  | Physical | [8 empty] | no rinsate |  |  | 1285.5 | uW/cm^2 |  |  |  | 25 |  | 50 | liquid | steady-state conditions | 40 |  |  | 0.28 | LR
Prasad 2009 Photocataytic ictivation of Bacillus anthracis by titania nomaterials |  | Physical | [8 empty] | no rinsate |  |  | 1285.5 | uW/cm^2 |  |  |  | 25 |  | 50 | liquid | steady-state conditions | 10 |  |  | 0.17 | LR
Prasad 2009 Photocataytic ictivation of Bacillus anthracis by titania nomaterials |  | Physical | [8 empty] | no rinsate |  |  | 1285.5 | uW/cm^2 |  |  |  | 25 |  | 50 | liquid | steady-state conditions | 20 |  |  | 0.24 | LR
Prasad 2009 Photocataytic ictivation of Bacillus anthracis by titania nomaterials |  | Physical | [8 empty] | no rinsate |  |  | 1285.5 | uW/cm^2 |  |  |  | 25 |  | 50 | liquid | steady-state conditions | 30 |  |  | 0.28 | LR
Prasad 2009 Photocataytic ictivation of Bacillus anthracis by titania nomaterials |  | Physical | [8 empty] | no rinsate |  |  | 1285.5 | uW/cm^2 |  |  |  | 25 |  | 50 | liquid | steady-state conditions | 50 |  |  | 0.81 | LR
Prasad 2009 Photocataytic ictivation of Bacillus anthracis by titania nomaterials |  | Physical | [8 empty] | no rinsate | [7 empty] | 25 |  | 50 | liquid | steady-state conditions | 10 |  |  | 0 | LR
Prasad 2009 Photocataytic ictivation of Bacillus anthracis by titania nomaterials |  | Physical | [8 empty] | no rinsate | [7 empty] | 25 |  | 50 | liquid | steady-state conditions | 20 |  |  | 0.14613 | LR
Prasad 2009 Photocataytic ictivation of Bacillus anthracis by titania nomaterials |  | Physical | [8 empty] | no rinsate | [7 empty] | 25 |  | 50 | liquid | steady-state conditions | 30 |  |  | 0.5419 | LR
Prasad 2009 Photocataytic ictivation of Bacillus anthracis by titania nomaterials |  | Physical | [8 empty] | no rinsate | [7 empty] | 25 |  | 50 | liquid | steady-state conditions | 40 |  |  | 0.8451 | LR
Prasad 2009 Photocataytic ictivation of Bacillus anthracis by titania nomaterials |  | Physical | [8 empty] | no rinsate | [7 empty] | 25 |  | 50 | liquid | steady-state conditions | 50 |  |  | 2.368 | LR
Prasad 2009 Photocataytic ictivation of Bacillus anthracis by titania nomaterials |  | Physical | [8 empty] | no rinsate | [7 empty] | 25 |  | 50 | liquid | steady-state conditions | 60 |  |  | 2.8451 | LR
Prasad 2009 Photocataytic ictivation of Bacillus anthracis by titania nomaterials |  | Physical | [8 empty] | no rinsate | [7 empty] | 25 |  | 50 | liquid | steady-state conditions | 10 |  |  | 0 | LR
Prasad 2009 Photocataytic ictivation of Bacillus anthracis by titania nomaterials |  | Physical | [8 empty] | no rinsate | [7 empty] | 25 |  | 50 | liquid | steady-state conditions | 20 |  |  | 0.066947 | LR
Prasad 2009 Photocataytic ictivation of Bacillus anthracis by titania nomaterials |  | Physical | [8 empty] | no rinsate | [7 empty] | 25 |  | 50 | liquid | steady-state conditions | 30 |  |  | 0.24304 | LR
Prasad 2009 Photocataytic ictivation of Bacillus anthracis by titania nomaterials |  | Physical | [8 empty] | no rinsate | [7 empty] | 25 |  | 50 | liquid | steady-state conditions | 40 |  |  | 0.37088 | LR
Prasad 2009 Photocataytic ictivation of Bacillus anthracis by titania nomaterials |  | Physical | [8 empty] | no rinsate | [7 empty] | 25 |  | 50 | liquid | steady-state conditions | 50 |  |  | 0.55063 | LR
Prasad 2009 Photocataytic ictivation of Bacillus anthracis by titania nomaterials |  | Physical | [8 empty] | no rinsate | [7 empty] | 25 |  | 50 | liquid | steady-state conditions | 60 |  |  | 0.54407 | LR
Prasad 2009 Photocataytic ictivation of Bacillus anthracis by titania nomaterials |  | Physical | [8 empty] | no rinsate | [7 empty] | 25 |  | 50 | liquid | steady-state conditions | 10 |  |  | 0 | LR
Prasad 2009 Photocataytic ictivation of Bacillus anthracis by titania nomaterials |  | Physical | [8 empty] | no rinsate | [7 empty] | 25 |  | 50 | liquid | steady-state conditions | 20 |  |  | 0.066224 | LR
Prasad 2009 Photocataytic ictivation of Bacillus anthracis by titania nomaterials |  | Physical | [8 empty] | no rinsate | [7 empty] | 25 |  | 50 | liquid | steady-state conditions | 30 |  |  | 0.064781 | LR
Prasad 2009 Photocataytic ictivation of Bacillus anthracis by titania nomaterials |  | Physical | [8 empty] | no rinsate | [7 empty] | 25 |  | 50 | liquid | steady-state conditions | 40 |  |  | 0.36798 | LR
Prasad 2009 Photocataytic ictivation of Bacillus anthracis by titania nomaterials |  | Physical | [8 empty] | no rinsate | [7 empty] | 25 |  | 50 | liquid | steady-state conditions | 50 |  |  | 0.36798 | LR
Prasad 2009 Photocataytic ictivation of Bacillus anthracis by titania nomaterials |  | Physical | [8 empty] | no rinsate | [7 empty] | 25 |  | 50 | liquid | steady-state conditions | 60 |  |  | 2.368 | LR
Rutala 2008 Impact of an oil-based lubricant on the effectiveness of the sterilization processes | hydraulic fluid (20 microliters) | Physical | CFU | 151000 | [9 empty] | 0 |  |  |  |  | 132 |  | 50 | stainless steel knife handle | variable-condition process | 4 |  |  | 0 | QualPos | [5 empty] | 31 | [10 empty] | steel | [5 empty] | 0
Rutala 2008 Impact of an oil-based lubricant on the effectiveness of the sterilization processes | hydraulic fluid (20 microliters) | Physical | CFU | 291000 | [9 empty] | 0 |  |  |  |  | 132 |  | 50 | stainless steel knife handle | variable-condition process | 4 |  |  | 0 | QualPos | [5 empty] | 10 | [10 empty] | steel | [5 empty] | 0
Rutala 2008 Impact of an oil-based lubricant on the effectiveness of the sterilization processes | hydraulic fluid (20 microliters) | Physical | CFU | 250000 | [9 empty] | 0 |  |  |  |  | 132 |  | 50 | scalpel blade | variable-condition process | 4 |  | > | 6.34 | LR | [5 empty] | 15 | [10 empty] | steel | [5 empty] | 0 | 6.34
Rutala 2008 Impact of an oil-based lubricant on the effectiveness of the sterilization processes | hydraulic fluid (20 microliters) | Physical | CFU | 250000 | [9 empty] | 0 |  |  |  |  | 132 |  | 50 | nonexposed areas of surgical instruments | variable-condition process | 4 |  | > | 6.32 | LR | [5 empty] | 12 | [16 empty] | 0 | 6.32
Bandla 2012 UV-C treatment of soymilk in coiled tube UV reactors for ictivation of Escherichia coli W1485 and Bacillus cereus endospores |  | Physical | [11 empty] | 11.187 | mJ/cm^2 |  |  |  | 25 |  | 50 | soy milk | residence time | 0.18833 |  |  | 2.09 | LR | [5 empty] | 3 | No damage
Bandla 2012 UV-C treatment of soymilk in coiled tube UV reactors for ictivation of Escherichia coli W1485 and Bacillus cereus endospores |  | Physical | [11 empty] | 11.187 | mJ/cm^2 |  |  |  | 25 |  | 50 | soy milk | residence time | 0.18833 |  |  | 2.43 | LR | [5 empty] | 3 | No damage
Bandla 2012 UV-C treatment of soymilk in coiled tube UV reactors for ictivation of Escherichia coli W1485 and Bacillus cereus endospores |  | Physical | [11 empty] | 11.187 | mJ/cm^2 |  |  |  | 25 |  | 50 | soy milk | residence time | 0.18833 |  |  | 2.79 | LR | [5 empty] | 3 | No damage
Bandla 2012 UV-C treatment of soymilk in coiled tube UV reactors for ictivation of Escherichia coli W1485 and Bacillus cereus endospores |  | Physical | [11 empty] | 11.187 | mJ/cm^2 |  |  |  | 25 |  | 50 | soy milk | residence time | 0.18833 |  |  | 3.22 | LR | [5 empty] | 3 | No damage
Bandla 2012 UV-C treatment of soymilk in coiled tube UV reactors for ictivation of Escherichia coli W1485 and Bacillus cereus endospores |  | Physical | [11 empty] | 11.187 | mJ/cm^2 |  |  |  | 25 |  | 50 | soy milk | residence time | 0.18833 |  |  | 1.36 | LR | [5 empty] | 3 | No damage
Bandla 2012 UV-C treatment of soymilk in coiled tube UV reactors for ictivation of Escherichia coli W1485 and Bacillus cereus endospores |  | Physical | [11 empty] | 11.187 | mJ/cm^2 |  |  |  | 25 |  | 50 | soy milk | residence time | 0.18833 |  |  | 1.39 | LR | [5 empty] | 3 | No damage
Bandla 2012 UV-C treatment of soymilk in coiled tube UV reactors for ictivation of Escherichia coli W1485 and Bacillus cereus endospores |  | Physical | [11 empty] | 11.187 | mJ/cm^2 |  |  |  | 25 |  | 50 | soy milk | residence time | 0.18833 |  |  | 1.44 | LR | [5 empty] | 3 | No damage
Bandla 2012 UV-C treatment of soymilk in coiled tube UV reactors for ictivation of Escherichia coli W1485 and Bacillus cereus endospores |  | Physical | [11 empty] | 11.187 | mJ/cm^2 |  |  |  | 25 |  | 50 | soy milk | residence time | 0.18833 |  |  | 1.66 | LR | [5 empty] | 3 | No damage
Menetrez 2006 Efficacy of UV irradiation on eight species of Bacillus |  | Physical | [11 empty] | 4380 | uWs/cm^2 |  |  |  | 22 |  | 50 | agar plate | time irradiated | 0.5 |  |  | 23 | %Kill | [5 empty] | 24
Menetrez 2006 Efficacy of UV irradiation on eight species of Bacillus |  | Physical | [11 empty] | 4380 | uWs/cm^2 |  |  |  | 22 |  | 50 | agar plate | time irradiated | 0.5 |  |  | 14 | %Kill | [5 empty] | 27
Menetrez 2006 Efficacy of UV irradiation on eight species of Bacillus |  | Physical | [11 empty] | 4380 | uWs/cm^2 |  |  |  | 22 |  | 50 | agar plate | time irradiated | 0.5 |  |  | 25 | %Kill | [5 empty] | 12
Menetrez 2006 Efficacy of UV irradiation on eight species of Bacillus |  | Physical | [11 empty] | 4380 | uWs/cm^2 |  |  |  | 22 |  | 50 | agar plate | time irradiated | 0.5 |  |  | 26 | %Kill | [5 empty] | 12
Menetrez 2006 Efficacy of UV irradiation on eight species of Bacillus |  | Physical | [11 empty] | 4380 | uWs/cm^2 |  |  |  | 22 |  | 50 | agar plate | time irradiated | 0.5 |  |  | 16 | %Kill | [5 empty] | 12
Menetrez 2006 Efficacy of UV irradiation on eight species of Bacillus |  | Physical | [11 empty] | 4380 | uWs/cm^2 |  |  |  | 22 |  | 50 | agar plate | time irradiated | 0.5 |  |  | 21 | %Kill | [5 empty] | 12
Menetrez 2006 Efficacy of UV irradiation on eight species of Bacillus |  | Physical | [11 empty] | 4380 | uWs/cm^2 |  |  |  | 22 |  | 50 | agar plate | time irradiated | 0.5 |  |  | 18 | %Kill | [5 empty] | 12
Menetrez 2006 Efficacy of UV irradiation on eight species of Bacillus |  | Physical | [11 empty] | 4380 | uWs/cm^2 |  |  |  | 22 |  | 50 | agar plate | time irradiated | 0.5 |  |  | 22 | %Kill | [5 empty] | 2
Menetrez 2006 Efficacy of UV irradiation on eight species of Bacillus |  | Physical | [11 empty] | 8760 | uWs/cm^2 |  |  |  | 22 |  | 50 | agar plate | time irradiated | 1 |  |  | 40 | %Kill | [5 empty] | 24
Menetrez 2006 Efficacy of UV irradiation on eight species of Bacillus |  | Physical | [11 empty] | 8760 | uWs/cm^2 |  |  |  | 22 |  | 50 | agar plate | time irradiated | 1 |  |  | 31 | %Kill | [5 empty] | 27
Menetrez 2006 Efficacy of UV irradiation on eight species of Bacillus |  | Physical | [11 empty] | 8760 | uWs/cm^2 |  |  |  | 22 |  | 50 | agar plate | time irradiated | 1 |  |  | 32 | %Kill | [5 empty] | 12
Menetrez 2006 Efficacy of UV irradiation on eight species of Bacillus |  | Physical | [11 empty] | 8760 | uWs/cm^2 |  |  |  | 22 |  | 50 | agar plate | time irradiated | 1 |  |  | 36 | %Kill | [5 empty] | 12
Menetrez 2006 Efficacy of UV irradiation on eight species of Bacillus |  | Physical | [11 empty] | 8760 | uWs/cm^2 |  |  |  | 22 |  | 50 | agar plate | time irradiated | 1 |  |  | 29 | %Kill | [5 empty] | 12
Menetrez 2006 Efficacy of UV irradiation on eight species of Bacillus |  | Physical | [11 empty] | 8760 | uWs/cm^2 |  |  |  | 22 |  | 50 | agar plate | time irradiated | 1 |  |  | 35 | %Kill | [5 empty] | 12
Menetrez 2006 Efficacy of UV irradiation on eight species of Bacillus |  | Physical | [11 empty] | 8760 | uWs/cm^2 |  |  |  | 22 |  | 50 | agar plate | time irradiated | 1 |  |  | 33 | %Kill | [5 empty] | 12
Menetrez 2006 Efficacy of UV irradiation on eight species of Bacillus |  | Physical | [11 empty] | 8760 | uWs/cm^2 |  |  |  | 22 |  | 50 | agar plate | time irradiated | 1 |  |  | 23 | %Kill | [5 empty] | 6
Menetrez 2006 Efficacy of UV irradiation on eight species of Bacillus |  | Physical | [11 empty] | 13140 | uWs/cm^2 |  |  |  | 22 |  | 50 | agar plate | time irradiated | 1.5 |  |  | 69 | %Kill | [5 empty] | 24
Menetrez 2006 Efficacy of UV irradiation on eight species of Bacillus |  | Physical | [11 empty] | 13140 | uWs/cm^2 |  |  |  | 22 |  | 50 | agar plate | time irradiated | 1.5 |  |  | 58 | %Kill | [5 empty] | 30
Menetrez 2006 Efficacy of UV irradiation on eight species of Bacillus |  | Physical | [11 empty] | 13140 | uWs/cm^2 |  |  |  | 22 |  | 50 | agar plate | time irradiated | 1.5 |  |  | 45 | %Kill | [5 empty] | 18
Menetrez 2006 Efficacy of UV irradiation on eight species of Bacillus |  | Physical | [11 empty] | 13140 | uWs/cm^2 |  |  |  | 22 |  | 50 | agar plate | time irradiated | 1.5 |  |  | 59 | %Kill | [5 empty] | 12
Menetrez 2006 Efficacy of UV irradiation on eight species of Bacillus |  | Physical | [11 empty] | 13140 | uWs/cm^2 |  |  |  | 22 |  | 50 | agar plate | time irradiated | 1.5 |  |  | 44 | %Kill | [5 empty] | 12
Menetrez 2006 Efficacy of UV irradiation on eight species of Bacillus |  | Physical | [11 empty] | 13140 | uWs/cm^2 |  |  |  | 22 |  | 50 | agar plate | time irradiated | 1.5 |  |  | 49 | %Kill | [5 empty] | 12
Menetrez 2006 Efficacy of UV irradiation on eight species of Bacillus |  | Physical | [11 empty] | 13140 | uWs/cm^2 |  |  |  | 22 |  | 50 | agar plate | time irradiated | 1.5 |  |  | 44 | %Kill | [5 empty] | 12
Menetrez 2006 Efficacy of UV irradiation on eight species of Bacillus |  | Physical | [11 empty] | 13140 | uWs/cm^2 |  |  |  | 22 |  | 50 | agar plate | time irradiated | 1.5 |  |  | 29 | %Kill | [5 empty] | 6
Menetrez 2006 Efficacy of UV irradiation on eight species of Bacillus |  | Physical | [11 empty] | 17520 | uWs/cm^2 |  |  |  | 22 |  | 50 | agar plate | time irradiated | 2 |  |  | 78 | %Kill | [5 empty] | 12
Menetrez 2006 Efficacy of UV irradiation on eight species of Bacillus |  | Physical | [11 empty] | 17520 | uWs/cm^2 |  |  |  | 22 |  | 50 | agar plate | time irradiated | 2 |  |  | 81 | %Kill | [5 empty] | 18
Menetrez 2006 Efficacy of UV irradiation on eight species of Bacillus |  | Physical | [11 empty] | 17520 | uWs/cm^2 |  |  |  | 22 |  | 50 | agar plate | time irradiated | 2 |  |  | 79 | %Kill | [5 empty] | 12
Menetrez 2006 Efficacy of UV irradiation on eight species of Bacillus |  | Physical | [11 empty] | 17520 | uWs/cm^2 |  |  |  | 22 |  | 50 | agar plate | time irradiated | 2 |  |  | 62 | %Kill | [5 empty] | 12
Menetrez 2006 Efficacy of UV irradiation on eight species of Bacillus |  | Physical | [11 empty] | 17520 | uWs/cm^2 |  |  |  | 22 |  | 50 | agar plate | time irradiated | 2 |  |  | 68 | %Kill | [5 empty] | 12
Menetrez 2006 Efficacy of UV irradiation on eight species of Bacillus |  | Physical | [11 empty] | 17520 | uWs/cm^2 |  |  |  | 22 |  | 50 | agar plate | time irradiated | 2 |  |  | 69 | %Kill | [5 empty] | 12
Menetrez 2006 Efficacy of UV irradiation on eight species of Bacillus |  | Physical | [11 empty] | 17520 | uWs/cm^2 |  |  |  | 22 |  | 50 | agar plate | time irradiated | 2 |  |  | 59 | %Kill | [5 empty] | 15
Blatchley 2005 Ictivation of Bacillus spores by ultraviolet or gamma radiation |  | Physical | [11 empty] | 0.28054 | mJ/cm^2 |  |  |  | 25 |  | 50 | aqueous buffer | time irradiated at 140 uW/s | 0.033398 |  |  | -0.037975 | LR | [5 empty] | 13 | [5 empty] | 0
Blatchley 2005 Ictivation of Bacillus spores by ultraviolet or gamma radiation |  | Physical | [11 empty] | 4.3774 | mJ/cm^2 |  |  |  | 25 |  | 50 | aqueous buffer | time irradiated at 140 uW/s | 0.52111 |  |  | 0.012658 | LR | [5 empty] | 13 | [5 empty] | 0
Blatchley 2005 Ictivation of Bacillus spores by ultraviolet or gamma radiation |  | Physical | [11 empty] | 7.9402 | mJ/cm^2 |  |  |  | 25 |  | 50 | aqueous buffer | time irradiated at 140 uW/s | 0.94526 |  |  | 0.050633 | LR | [5 empty] | 13 | [5 empty] | 0
Blatchley 2005 Ictivation of Bacillus spores by ultraviolet or gamma radiation |  | Physical | [11 empty] | 12.034 | mJ/cm^2 |  |  |  | 25 |  | 50 | aqueous buffer | time irradiated at 140 uW/s | 1.4326 |  |  | 0.1519 | LR | [5 empty] | 13 | [5 empty] | 0
Blatchley 2005 Ictivation of Bacillus spores by ultraviolet or gamma radiation |  | Physical | [11 empty] | 16.2902 | mJ/cm^2 |  |  |  | 25 |  | 50 | aqueous buffer | time irradiated at 140 uW/s | 1.9393 |  |  | 0.51899 | LR | [5 empty] | 13 | [5 empty] | 0
Blatchley 2005 Ictivation of Bacillus spores by ultraviolet or gamma radiation |  | Physical | [11 empty] | 20.1704 | mJ/cm^2 |  |  |  | 25 |  | 50 | aqueous buffer | time irradiated at 140 uW/s | 2.4012 |  |  | 1.2152 | LR | [5 empty] | 13 | [5 empty] | 0
Blatchley 2005 Ictivation of Bacillus spores by ultraviolet or gamma radiation |  | Physical | [11 empty] | 24.0521 | mJ/cm^2 |  |  |  | 25 |  | 50 | aqueous buffer | time irradiated at 140 uW/s | 2.8633 |  |  | 1.8861 | LR | [5 empty] | 13 | [5 empty] | 0
Blatchley 2005 Ictivation of Bacillus spores by ultraviolet or gamma radiation |  | Physical | [11 empty] | 26.8523 | mJ/cm^2 |  |  |  | 25 |  | 50 | aqueous buffer | time irradiated at 140 uW/s | 3.1967 |  |  | 2.7595 | LR | [5 empty] | 13 | [5 empty] | 0
Blatchley 2005 Ictivation of Bacillus spores by ultraviolet or gamma radiation |  | Physical | [11 empty] | 31.0913 | mJ/cm^2 |  |  |  | 25 |  | 50 | aqueous buffer | time irradiated at 140 uW/s | 3.7013 |  |  | 3.4177 | LR | [5 empty] | 13 | [5 empty] | 0
Blatchley 2005 Ictivation of Bacillus spores by ultraviolet or gamma radiation |  | Physical | [11 empty] | 34.63 | mJ/cm^2 |  |  |  | 25 |  | 50 | aqueous buffer | time irradiated at 140 uW/s | 4.1226 |  |  | 3.8608 | LR | [5 empty] | 13 | [5 empty] | 0
Blatchley 2005 Ictivation of Bacillus spores by ultraviolet or gamma radiation |  | Physical | [11 empty] | 54.0453 | mJ/cm^2 |  |  |  | 25 |  | 50 | aqueous buffer | time irradiated at 140 uW/s | 6.434 |  |  | 4.1013 | LR | [5 empty] | 13 | [5 empty] | 0
Blatchley 2005 Ictivation of Bacillus spores by ultraviolet or gamma radiation |  | Physical | [11 empty] | 75.0762 | mJ/cm^2 |  |  |  | 25 |  | 50 | aqueous buffer | time irradiated at 140 uW/s | 8.9376 |  |  | 4.1519 | LR | [5 empty] | 13 | [5 empty] | 0
Blatchley 2005 Ictivation of Bacillus spores by ultraviolet or gamma radiation |  | Physical | [11 empty] | -0.59482 | mJ/cm^2 |  |  |  | 25 |  | 50 | aqueous buffer | time irradiated at 140 uW/s |  |  |  | -0.003937 | LR | [5 empty] | 13 | [5 empty] | 0
Blatchley 2005 Ictivation of Bacillus spores by ultraviolet or gamma radiation |  | Physical | [11 empty] | 3.4132 | mJ/cm^2 |  |  |  | 25 |  | 50 | aqueous buffer | time irradiated at 140 uW/s | 0.40633 |  |  | 0.019685 | LR | [5 empty] | 13 | [5 empty] | 0
Blatchley 2005 Ictivation of Bacillus spores by ultraviolet or gamma radiation |  | Physical | [11 empty] | 7.4198 | mJ/cm^2 |  |  |  | 25 |  | 50 | aqueous buffer | time irradiated at 140 uW/s | 0.88332 |  |  | 0.019685 | LR | [5 empty] | 13 | [5 empty] | 0
Blatchley 2005 Ictivation of Bacillus spores by ultraviolet or gamma radiation |  | Physical | [11 empty] | 11.9313 | mJ/cm^2 |  |  |  | 25 |  | 50 | aqueous buffer | time irradiated at 140 uW/s | 1.4204 |  |  | 0.090551 | LR | [5 empty] | 13 | [5 empty] | 0
Blatchley 2005 Ictivation of Bacillus spores by ultraviolet or gamma radiation |  | Physical | [11 empty] | 16.1187 | mJ/cm^2 |  |  |  | 25 |  | 50 | aqueous buffer | time irradiated at 140 uW/s | 1.9189 |  |  | 0.33858 | LR | [5 empty] | 13 | [5 empty] | 0
Blatchley 2005 Ictivation of Bacillus spores by ultraviolet or gamma radiation |  | Physical | [11 empty] | 19.4754 | mJ/cm^2 |  |  |  | 25 |  | 50 | aqueous buffer | time irradiated at 140 uW/s | 2.3185 |  |  | 0.65748 | LR | [5 empty] | 13 | [5 empty] | 0
Blatchley 2005 Ictivation of Bacillus spores by ultraviolet or gamma radiation |  | Physical | [11 empty] | 23.3361 | mJ/cm^2 |  |  |  | 25 |  | 50 | aqueous buffer | time irradiated at 140 uW/s | 2.7781 |  |  | 1.0354 | LR | [5 empty] | 13 | [5 empty] | 0
Blatchley 2005 Ictivation of Bacillus spores by ultraviolet or gamma radiation |  | Physical | [11 empty] | 26.8689 | mJ/cm^2 |  |  |  | 25 |  | 50 | aqueous buffer | time irradiated at 140 uW/s | 3.1987 |  |  | 1.5197 | LR | [5 empty] | 13 | [5 empty] | 0
Blatchley 2005 Ictivation of Bacillus spores by ultraviolet or gamma radiation |  | Physical | [11 empty] | 30.9164 | mJ/cm^2 |  |  |  | 25 |  | 50 | aqueous buffer | time irradiated at 140 uW/s | 3.6805 |  |  | 2.252 | LR | [5 empty] | 13 | [5 empty] | 0
Blatchley 2005 Ictivation of Bacillus spores by ultraviolet or gamma radiation |  | Physical | [11 empty] | 34.9474 | mJ/cm^2 |  |  |  | 25 |  | 50 | aqueous buffer | time irradiated at 140 uW/s | 4.1604 |  |  | 2.689 | LR | [5 empty] | 13 | [5 empty] | 0
Blatchley 2005 Ictivation of Bacillus spores by ultraviolet or gamma radiation |  | Physical | [11 empty] | 54.0001 | mJ/cm^2 |  |  |  | 25 |  | 50 | aqueous buffer | time irradiated at 140 uW/s | 6.4286 |  |  | 3.0669 | LR | [5 empty] | 13 | [5 empty] | 0
Blatchley 2005 Ictivation of Bacillus spores by ultraviolet or gamma radiation |  | Physical | [11 empty] | 75.0431 | mJ/cm^2 |  |  |  | 25 |  | 50 | aqueous buffer | time irradiated at 140 uW/s | 8.9337 |  |  | 3.2087 | LR | [5 empty] | 13 | [5 empty] | 0
Blatchley 2005 Ictivation of Bacillus spores by ultraviolet or gamma radiation |  | Physical | [11 empty] | 99.9441 | mJ/cm^2 |  |  |  | 25 |  | 50 | aqueous buffer | time irradiated at 140 uW/s | 11.8981 |  |  | 3.6811 | LR | [5 empty] | 13 | [5 empty] | 0
Blatchley 2005 Ictivation of Bacillus spores by ultraviolet or gamma radiation |  | Physical | [11 empty] | 996.139 | Gy |  |  |  | 25 |  | 50 | aqueous buffer | time irradiated at 14 gy/min | 71.1528 |  |  | 0.072702 | LR | [5 empty] | >3 | [5 empty] | 0
Blatchley 2005 Ictivation of Bacillus spores by ultraviolet or gamma radiation |  | Physical | [11 empty] | 1992.278 | Gy |  |  |  | 25 |  | 50 | aqueous buffer | time irradiated at 14 gy/min | 142.3056 |  |  | 0.49647 | LR | [5 empty] | >3 | [5 empty] | 0
Blatchley 2005 Ictivation of Bacillus spores by ultraviolet or gamma radiation |  | Physical | [11 empty] | 3011.583 | Gy |  |  |  | 25 |  | 50 | aqueous buffer | time irradiated at 14 gy/min | 215.1131 |  |  | 1.133 | LR | [5 empty] | >3 | [5 empty] | 0
Blatchley 2005 Ictivation of Bacillus spores by ultraviolet or gamma radiation |  | Physical | [11 empty] | 4019.305 | Gy |  |  |  | 25 |  | 50 | aqueous buffer | time irradiated at 14 gy/min | 287.0932 |  |  | 1.929 | LR | [5 empty] | >3 | [5 empty] | 0
Blatchley 2005 Ictivation of Bacillus spores by ultraviolet or gamma radiation |  | Physical | [11 empty] | 5003.861 | Gy |  |  |  | 25 |  | 50 | aqueous buffer | time irradiated at 14 gy/min | 357.4186 |  |  | 2.8422 | LR | [5 empty] | >3 | [5 empty] | 0
Blatchley 2005 Ictivation of Bacillus spores by ultraviolet or gamma radiation |  | Physical | [11 empty] | 5988.417 | Gy |  |  |  | 25 |  | 50 | aqueous buffer | time irradiated at 14 gy/min | 427.7441 |  |  | 3.7128 | LR | [5 empty] | >3 | [5 empty] | 0
Blatchley 2005 Ictivation of Bacillus spores by ultraviolet or gamma radiation |  | Physical | [11 empty] | 972.973 | Gy |  |  |  | 25 |  | 50 | aqueous buffer | time irradiated at 14 gy/min | 69.4981 |  |  | 0.072743 | LR | [5 empty] | >3 | [5 empty] | 0
Blatchley 2005 Ictivation of Bacillus spores by ultraviolet or gamma radiation |  | Physical | [11 empty] | 2003.861 | Gy |  |  |  | 25 |  | 50 | aqueous buffer | time irradiated at 14 gy/min | 143.1329 |  |  | 0.54964 | LR | [5 empty] | >3 | [5 empty] | 0
Blatchley 2005 Ictivation of Bacillus spores by ultraviolet or gamma radiation |  | Physical | [11 empty] | 3011.583 | Gy |  |  |  | 25 |  | 50 | aqueous buffer | time irradiated at 14 gy/min | 215.1131 |  |  | 1.2819 | LR | [5 empty] | >3 | [5 empty] | 0
Blatchley 2005 Ictivation of Bacillus spores by ultraviolet or gamma radiation |  | Physical | [11 empty] | 3984.556 | Gy |  |  |  | 25 |  | 50 | aqueous buffer | time irradiated at 14 gy/min | 284.6111 |  |  | 2.1312 | LR | [5 empty] | >3 | [5 empty] | 0
Blatchley 2005 Ictivation of Bacillus spores by ultraviolet or gamma radiation |  | Physical | [11 empty] | 1007.722 | Gy |  |  |  | 25 |  | 50 | aqueous buffer | time irradiated at 14 gy/min | 71.9801 |  |  | 0.29609 | LR | [5 empty] | >3 | [5 empty] | 0
Blatchley 2005 Ictivation of Bacillus spores by ultraviolet or gamma radiation |  | Physical | [11 empty] | 1992.278 | Gy |  |  |  | 25 |  | 50 | aqueous buffer | time irradiated at 14 gy/min | 142.3056 |  |  | 0.86881 | LR | [5 empty] | >3 | [5 empty] | 0
Blatchley 2005 Ictivation of Bacillus spores by ultraviolet or gamma radiation |  | Physical | [11 empty] | 3011.583 | Gy |  |  |  | 25 |  | 50 | aqueous buffer | time irradiated at 14 gy/min | 215.1131 |  |  | 1.5904 | LR | [5 empty] | >3 | [5 empty] | 0
Blatchley 2005 Ictivation of Bacillus spores by ultraviolet or gamma radiation |  | Physical | [11 empty] | 4019.305 | Gy |  |  |  | 25 |  | 50 | aqueous buffer | time irradiated at 14 gy/min | 287.0932 |  |  | 2.4397 | LR | [5 empty] | >3 | [5 empty] | 0
Blatchley 2005 Ictivation of Bacillus spores by ultraviolet or gamma radiation |  | Physical |  |  |  |  | 28 | mm^2 | 2.8e-05 | m^2 |  |  |  | 7.8665 | mJ/cm^2 |  |  |  | 25 |  | 50 | aluminum foil | time irradiated at 140 uW/s | 0.93649 |  |  | 1.1783 | LR | [5 empty] | >3 | [5 empty] | 0 | [6 empty] | /mm^2
Blatchley 2005 Ictivation of Bacillus spores by ultraviolet or gamma radiation |  | Physical |  |  |  |  | 28 | mm^2 | 2.8e-05 | m^2 |  |  |  | 32.1026 | mJ/cm^2 |  |  |  | 25 |  | 50 | aluminum foil | time irradiated at 140 uW/s | 3.8217 |  |  | 2.5629 | LR | [5 empty] | >3 | [5 empty] | 0 | [6 empty] | /mm^2
Blatchley 2005 Ictivation of Bacillus spores by ultraviolet or gamma radiation |  | Physical |  |  |  |  | 28 | mm^2 | 2.8e-05 | m^2 |  |  |  | 54.1605 | mJ/cm^2 |  |  |  | 25 |  | 50 | aluminum foil | time irradiated at 140 uW/s | 6.4477 |  |  | 3.1084 | LR | [5 empty] | >3 | [5 empty] | 0 | [6 empty] | /mm^2
Blatchley 2005 Ictivation of Bacillus spores by ultraviolet or gamma radiation |  | Physical |  |  |  |  | 28 | mm^2 | 2.8e-05 | m^2 |  |  |  | 75.3946 | mJ/cm^2 |  |  |  | 25 |  | 50 | aluminum foil | time irradiated at 140 uW/s | 8.9755 |  |  | 3.0874 | LR | [5 empty] | >3 | [5 empty] | 0 | [6 empty] | /mm^2
Blatchley 2005 Ictivation of Bacillus spores by ultraviolet or gamma radiation |  | Physical |  |  |  |  | 28 | mm^2 | 2.8e-05 | m^2 |  |  |  | 31.9709 | mJ/cm^2 |  |  |  | 25 |  | 50 | plastic | time irradiated at 140 uW/s | 3.8061 |  |  | 1.8706 | LR | [5 empty] | >3 | [5 empty] | 0 | [6 empty] | /mm^2
Blatchley 2005 Ictivation of Bacillus spores by ultraviolet or gamma radiation |  | Physical |  |  |  |  | 28 | mm^2 | 2.8e-05 | m^2 |  |  |  | 54.0168 | mJ/cm^2 |  |  |  | 25 |  | 50 | plastic | time irradiated at 140 uW/s | 6.4306 |  |  | 2.6259 | LR | [5 empty] | >3 | [5 empty] | 0 | [6 empty] | /mm^2
Blatchley 2005 Ictivation of Bacillus spores by ultraviolet or gamma radiation |  | Physical |  |  |  |  | 28 | mm^2 | 2.8e-05 | m^2 |  |  |  | 100.5831 | mJ/cm^2 |  |  |  | 25 |  | 50 | plastic | time irradiated at 140 uW/s | 11.9742 |  |  | 2.7832 | LR | [5 empty] | >3 | [5 empty] | 0 | [6 empty] | /mm^2
Blatchley 2005 Ictivation of Bacillus spores by ultraviolet or gamma radiation |  | Physical |  |  |  |  | 28 | mm^2 | 2.8e-05 | m^2 |  |  |  | 3.9689 | mJ/cm^2 |  |  |  | 25 |  | 50 | paper | time irradiated at 140 uW/s | 0.47249 |  |  | 0.46503 | LR | [5 empty] | >3 | [5 empty] | 0 |  |  |  |  | other porous |  | /mm^2
Blatchley 2005 Ictivation of Bacillus spores by ultraviolet or gamma radiation |  | Physical |  |  |  |  | 28 | mm^2 | 2.8e-05 | m^2 |  |  |  | 15.942 | mJ/cm^2 |  |  |  | 25 |  | 50 | paper | time irradiated at 140 uW/s | 1.8979 |  |  | 0.6958 | LR | [5 empty] | >3 | [5 empty] | 0 |  |  |  |  | other porous |  | /mm^2
Blatchley 2005 Ictivation of Bacillus spores by ultraviolet or gamma radiation |  | Physical |  |  |  |  | 28 | mm^2 | 2.8e-05 | m^2 |  |  |  | 27.2362 | mJ/cm^2 |  |  |  | 25 |  | 50 | paper | time irradiated at 140 uW/s | 3.2424 |  |  | 0.82168 | LR | [5 empty] | >3 | [5 empty] | 0 |  |  |  |  | other porous |  | /mm^2
Blatchley 2005 Ictivation of Bacillus spores by ultraviolet or gamma radiation |  | Physical |  |  |  |  | 28 | mm^2 | 2.8e-05 | m^2 |  |  |  | 54.2898 | mJ/cm^2 |  |  |  | 25 |  | 50 | paper | time irradiated at 140 uW/s | 6.4631 |  |  | 0.84266 | LR | [5 empty] | >3 | [5 empty] | 0 |  |  |  |  | other porous |  | /mm^2
Blatchley 2005 Ictivation of Bacillus spores by ultraviolet or gamma radiation |  | Physical |  |  |  |  | 28 | mm^2 | 2.8e-05 | m^2 |  |  |  | 75.5101 | mJ/cm^2 |  |  |  | 25 |  | 50 | paper | time irradiated at 140 uW/s | 8.9893 |  |  | 1.0629 | LR | [5 empty] | >3 | [5 empty] | 0 |  |  |  |  | other porous |  | /mm^2
Blatchley 2005 Ictivation of Bacillus spores by ultraviolet or gamma radiation |  | Physical |  |  |  |  | 28 | mm^2 | 2.8e-05 | m^2 |  |  |  | 12.0001 | mJ/cm^2 |  |  |  | 25 |  | 50 | painted paper | time irradiated at 140 uW/s | 1.4286 |  |  | 0.75874 | LR | [5 empty] | >3 | [5 empty] | 0 |  |  |  |  | other porous |  | /mm^2
Blatchley 2005 Ictivation of Bacillus spores by ultraviolet or gamma radiation |  | Physical |  |  |  |  | 28 | mm^2 | 2.8e-05 | m^2 |  |  |  | 19.8684 | mJ/cm^2 |  |  |  | 25 |  | 50 | painted paper | time irradiated at 140 uW/s | 2.3653 |  |  | 0.90559 | LR | [5 empty] | >3 | [5 empty] | 0 |  |  |  |  | other porous |  | /mm^2
Blatchley 2005 Ictivation of Bacillus spores by ultraviolet or gamma radiation |  | Physical |  |  |  |  | 28 | mm^2 | 2.8e-05 | m^2 |  |  |  | 23.9804 | mJ/cm^2 |  |  |  | 25 |  | 50 | painted paper | time irradiated at 140 uW/s | 2.8548 |  |  | 0.86364 | LR | [5 empty] | >3 | [5 empty] | 0 |  |  |  |  | other porous |  | /mm^2
Blatchley 2005 Ictivation of Bacillus spores by ultraviolet or gamma radiation |  | Physical |  |  |  |  | 28 | mm^2 | 2.8e-05 | m^2 |  |  |  | 32.1936 | mJ/cm^2 |  |  |  | 25 |  | 50 | painted paper | time irradiated at 140 uW/s | 3.8326 |  |  | 0.96853 | LR | [5 empty] | >3 | [5 empty] | 0 |  |  |  |  | other porous |  | /mm^2
Blatchley 2005 Ictivation of Bacillus spores by ultraviolet or gamma radiation |  | Physical |  |  |  |  | 28 | mm^2 | 2.8e-05 | m^2 |  |  |  | 54.2694 | mJ/cm^2 |  |  |  | 25 |  | 50 | painted paper | time irradiated at 140 uW/s | 6.4606 |  |  | 1.1993 | LR | [5 empty] | >3 | [5 empty] | 0 |  |  |  |  | other porous |  | /mm^2
Blatchley 2005 Ictivation of Bacillus spores by ultraviolet or gamma radiation |  | Physical |  |  |  |  | 28 | mm^2 | 2.8e-05 | m^2 |  |  |  | 75.4682 | mJ/cm^2 |  |  |  | 25 |  | 50 | painted paper | time irradiated at 140 uW/s | 8.9843 |  |  | 1.7972 | LR | [5 empty] | >3 | [5 empty] | 0 |  |  |  |  | other porous |  | /mm^2
Blatchley 2005 Ictivation of Bacillus spores by ultraviolet or gamma radiation |  | Physical |  |  |  |  | 28 | mm^2 | 2.8e-05 | m^2 |  |  |  | 100.4646 | mJ/cm^2 |  |  |  | 25 |  | 50 | painted paper | time irradiated at 140 uW/s | 11.9601 |  |  | 1.8601 | LR | [5 empty] | >3 | [5 empty] | 0 |  |  |  |  | other porous |  | /mm^2
Blatchley 2005 Ictivation of Bacillus spores by ultraviolet or gamma radiation |  | Physical |  |  |  |  | 28 | mm^2 | 2.8e-05 | m^2 |  |  |  | 986.9772 | Gy |  |  |  | 25 |  | 50 | nitrocellulose membrane | time irradiated at 14 gy/min | 70.4984 |  |  | 0.25263 | LR | [18 empty] | /mm^2
Blatchley 2005 Ictivation of Bacillus spores by ultraviolet or gamma radiation |  | Physical |  |  |  |  | 28 | mm^2 | 2.8e-05 | m^2 |  |  |  | 1984.4375 | Gy |  |  |  | 25 |  | 50 | nitrocellulose membrane | time irradiated at 14 gy/min | 141.7455 |  |  | 0.55789 | LR | [18 empty] | /mm^2
Blatchley 2005 Ictivation of Bacillus spores by ultraviolet or gamma radiation |  | Physical |  |  |  |  | 28 | mm^2 | 2.8e-05 | m^2 |  |  |  | 2976.332 | Gy |  |  |  | 25 |  | 50 | nitrocellulose membrane | time irradiated at 14 gy/min | 212.5951 |  |  | 1.7789 | LR | [18 empty] | /mm^2
Blatchley 2005 Ictivation of Bacillus spores by ultraviolet or gamma radiation |  | Physical |  |  |  |  | 28 | mm^2 | 2.8e-05 | m^2 |  |  |  | 3975.1972 | Gy |  |  |  | 25 |  | 50 | nitrocellulose membrane | time irradiated at 14 gy/min | 283.9427 |  |  | 2.3579 | LR | [18 empty] | /mm^2
Blatchley 2005 Ictivation of Bacillus spores by ultraviolet or gamma radiation |  | Physical |  |  |  |  | 28 | mm^2 | 2.8e-05 | m^2 |  |  |  | 5027.3965 | Gy |  |  |  | 25 |  | 50 | nitrocellulose membrane | time irradiated at 14 gy/min | 359.0998 |  |  | 3.3263 | LR | [18 empty] | /mm^2
Luksiene 2012 Reprint of: Novel approach to decontamite food-packaging from pathogens in non-thermal and not chemical way: Chlorophyllin-based photosensitization |  | Physical |  |  |  |  | 32 | cm^2 | 0.0032 | m^2 |  |  |  | 12 | mW/cm^2 |  |  |  | 25 |  | 50 | polyolefine | time irradiated | 5 |  |  | 2 | LR | [5 empty] | 3 | [12 empty] | /cm^2
Luksiene 2012 Reprint of: Novel approach to decontamite food-packaging from pathogens in non-thermal and not chemical way: Chlorophyllin-based photosensitization |  | Physical |  |  |  |  | 32 | cm^2 | 0.0032 | m^2 |  |  |  | 12 | mW/cm^2 |  |  |  | 25 |  | 50 | polyolefine | time irradiated | 5 |  |  | 5 | LR | [5 empty] | 3 | [12 empty] | /cm^2
Wu 2010 Ictivation of bacteria and fungus aerosols using microwave irradiation |  | Physical |  |  |  |  | 21 | L | 0.021 | m^3 | no rinsate |  |  | 700 | W |  |  |  | 25 |  | 50 | aerosol | residence time in microwave | 1.5 |  |  | 32.1146 | SurvFrac | 1.282 |  |  |  |  | 3 | [12 empty] | /L
Wu 2010 Ictivation of bacteria and fungus aerosols using microwave irradiation |  | Physical |  |  |  |  | 21 | L | 0.021 | m^3 | no rinsate |  |  | 385 | W |  |  |  | 25 |  | 50 | aerosol | residence time in microwave | 1.5 |  |  | 38.4387 | SurvFrac | 4.1467 |  |  |  |  | 3 | [12 empty] | /L
Wu 2010 Ictivation of bacteria and fungus aerosols using microwave irradiation |  | Physical |  |  |  |  | 21 | L | 0.021 | m^3 | no rinsate |  |  | 119 | W |  |  |  | 25 |  | 50 | aerosol | residence time in microwave | 1.5 |  |  | 31.1265 | SurvFrac | 3.7527 |  |  |  |  | 3 | [12 empty] | /L
Wu 2010 Ictivation of bacteria and fungus aerosols using microwave irradiation |  | Physical |  |  |  |  | 200 | uL | 2e-07 | m^3 | no rinsate |  |  | 700 | W |  |  |  | 25 |  | 50 | aqueous suspension | residence time in microwave | 1 |  |  | 28.1865 | SurvFrac | 10.3627 |  |  |  |  | 3 | [12 empty] | /uL
Wu 2010 Ictivation of bacteria and fungus aerosols using microwave irradiation |  | Physical |  |  |  |  | 200 | uL | 2e-07 | m^3 | no rinsate |  |  | 385 | W |  |  |  | 25 |  | 50 | aqueous suspension | residence time in microwave | 1 |  |  | 34.4041 | SurvFrac | 6.7126 |  |  |  |  | 3 | [12 empty] | /uL
Wu 2010 Ictivation of bacteria and fungus aerosols using microwave irradiation |  | Physical |  |  |  |  | 200 | uL | 2e-07 | m^3 | no rinsate |  |  | 119 | W |  |  |  | 25 |  | 50 | aqueous suspension | residence time in microwave | 1 |  |  | 104.6632 | SurvFrac | 10.572 |  |  |  |  | 3 | [12 empty] | /uL
Wu 2010 Ictivation of bacteria and fungus aerosols using microwave irradiation |  | Physical |  |  |  |  | 200 | uL | 2e-07 | m^3 | no rinsate |  |  | 700 | W |  |  |  | 25 |  | 50 | aqueous suspension | residence time in microwave | 2 |  |  | 3.9378 | SurvFrac | 5.6303 |  |  |  |  | 3 | [12 empty] | /uL
Wu 2010 Ictivation of bacteria and fungus aerosols using microwave irradiation |  | Physical |  |  |  |  | 200 | uL | 2e-07 | m^3 | no rinsate |  |  | 385 | W |  |  |  | 25 |  | 50 | aqueous suspension | residence time in microwave | 2 |  |  | 21.9689 | SurvFrac | 7.464 |  |  |  |  | 3 | [12 empty] | /uL
Wu 2010 Ictivation of bacteria and fungus aerosols using microwave irradiation |  | Physical |  |  |  |  | 200 | uL | 2e-07 | m^3 | no rinsate |  |  | 119 | W |  |  |  | 25 |  | 50 | aqueous suspension | residence time in microwave | 2 |  |  | 105.6995 | SurvFrac | 13.6788 |  |  |  |  | 3 | [12 empty] | /uL
Wu 2010 Ictivation of bacteria and fungus aerosols using microwave irradiation |  | Physical |  |  |  |  | 200 | uL | 2e-07 | m^3 | no rinsate |  |  | 700 | W |  |  |  | 25 |  | 50 | aqueous suspension | residence time in microwave | 3 |  |  | 0 | SurvFrac | [5 empty] | 3 | [12 empty] | /uL
Wu 2010 Ictivation of bacteria and fungus aerosols using microwave irradiation |  | Physical |  |  |  |  | 200 | uL | 2e-07 | m^3 | no rinsate |  |  | 385 | W |  |  |  | 25 |  | 50 | aqueous suspension | residence time in microwave | 3 |  |  | 24.6632 | SurvFrac | 1.0363 |  |  |  |  | 3 | [12 empty] | /uL
Wu 2010 Ictivation of bacteria and fungus aerosols using microwave irradiation |  | Physical |  |  |  |  | 200 | uL | 2e-07 | m^3 | no rinsate |  |  | 119 | W |  |  |  | 25 |  | 50 | aqueous suspension | residence time in microwave | 3 |  |  | 46.4249 | SurvFrac | 3.5778 |  |  |  |  | 3 | [12 empty] | /uL
Joubert 2013 Ictivation of Bacillus subtilis var. niger of both spore and vegetative forms by means of coro discharges applied in water |  | Physical |  |  |  |  | 15 | mL | 1.5e-05 | m^3 | no rinsate |  |  | 0 | discharges (40A for 200nS) |  |  |  | 25 |  | 50 | aqueous suspension |  |  |  |  | 6.3358 | LSurv |  | SD |  |  |  | 3 | [12 empty] | /mL
Joubert 2013 Ictivation of Bacillus subtilis var. niger of both spore and vegetative forms by means of coro discharges applied in water |  | Physical |  |  |  |  | 15 | mL | 1.5e-05 | m^3 | no rinsate |  |  | 1000 | discharges (40A for 200nS) |  |  |  | 25 |  | 50 | aqueous suspension |  |  |  |  | 6.2893 | LSurv |  | SD |  |  |  | 3 | [12 empty] | /mL
Joubert 2013 Ictivation of Bacillus subtilis var. niger of both spore and vegetative forms by means of coro discharges applied in water |  | Physical |  |  |  |  | 15 | mL | 1.5e-05 | m^3 | no rinsate |  |  | 5000 | discharges (40A for 200nS) |  |  |  | 25 |  | 50 | aqueous suspension |  |  |  |  | 3.5572 | LSurv |  | SD |  |  |  | 3 | [12 empty] | /mL
Joubert 2013 Ictivation of Bacillus subtilis var. niger of both spore and vegetative forms by means of coro discharges applied in water |  | Physical |  |  |  |  | 15 | mL | 1.5e-05 | m^3 | no rinsate |  |  | 10000 | discharges (40A for 200nS) |  |  |  | 25 |  | 50 | aqueous suspension |  |  |  |  | 2.4613 | LSurv |  | SD |  |  |  | 3 | [12 empty] | /mL
Spilimbergo 2002 Microbial ictivation by high-pressure |  | Physical |  |  |  |  | 25 | mL | 2.5e-05 | m^3 |  |  |  | 74 | bar |  |  |  | 40 |  | 50 | aqueous suspension | steady-state conditions | 30 |  |  | 0.9 | LR | [5 empty] | 3 | [12 empty] | /mL
Spilimbergo 2002 Microbial ictivation by high-pressure |  | Physical |  |  |  |  | 25 | mL | 2.5e-05 | m^3 |  |  |  | 95 | bar |  |  |  | 40 |  | 50 | aqueous suspension | steady-state conditions | 45 |  |  | 0.9 | LR | [5 empty] | 3 | [12 empty] | /mL
Spilimbergo 2002 Microbial ictivation by high-pressure |  | Physical |  |  |  |  | 25 | mL | 2.5e-05 | m^3 |  |  |  | 95 | bar |  |  |  | 40 |  | 50 | aqueous suspension | steady-state conditions | 90 |  |  | 1.1 | LR | [5 empty] | 3 | [12 empty] | /mL
Spilimbergo 2002 Microbial ictivation by high-pressure |  | Physical |  |  |  |  | 25 | mL | 2.5e-05 | m^3 |  |  |  | 200 | bar |  |  |  | 40 |  | 50 | aqueous suspension | steady-state conditions | 60 |  |  | 0.9 | LR | [5 empty] | 3 | [12 empty] | /mL
Spilimbergo 2002 Microbial ictivation by high-pressure |  | Physical |  |  |  |  | 25 | mL | 2.5e-05 | m^3 |  |  |  | 200 | bar |  |  |  | 54 |  | 50 | aqueous suspension | steady-state conditions | 60 |  |  | 1.1 | LR | [5 empty] | 3 | [12 empty] | /mL
Spilimbergo 2002 Microbial ictivation by high-pressure |  | Physical |  |  |  |  | 25 | mL | 2.5e-05 | m^3 |  |  |  | 150 | bar |  |  |  | 54 |  | 50 | aqueous suspension | steady-state conditions | 45 |  |  | 0.9 | LR | [5 empty] | 3 | [12 empty] | /mL
Spilimbergo 2002 Microbial ictivation by high-pressure |  | Physical |  |  |  |  | 25 | mL | 2.5e-05 | m^3 |  |  |  | 75 | bar |  |  |  | 36 |  | 50 | aqueous suspension | steady-state conditions | 1440 |  |  | 0.5 | LR | [5 empty] | 3 | [12 empty] | /mL
Spilimbergo 2002 Microbial ictivation by high-pressure |  | Physical |  |  |  |  | 25 | mL | 2.5e-05 | m^3 |  |  |  | 120 | bar |  |  |  | 54 |  | 50 | aqueous suspension | steady-state conditions | 1440 |  |  | 0.9 | LR | [5 empty] | 3 | [12 empty] | /mL
Spilimbergo 2002 Microbial ictivation by high-pressure |  | Physical |  |  |  |  | 25 | mL | 2.5e-05 | m^3 |  |  |  | 70 | bar |  |  |  | 75 |  | 50 | aqueous suspension | steady-state conditions | 1440 |  | > | 7 | LR | [5 empty] | 3 | [12 empty] | /mL |  |  |  | 0 | 7
Spilimbergo 2002 Microbial ictivation by high-pressure |  | Physical |  |  |  |  | 25 | mL | 2.5e-05 | m^3 |  |  |  | 0 |  |  |  |  | 54 |  | 50 | aqueous suspension | variable-condition process | 60 |  |  | 0.8 | LR | [5 empty] | 3 | [12 empty] | /mL
Spilimbergo 2002 Microbial ictivation by high-pressure |  | Physical |  |  |  |  | 25 | mL | 2.5e-05 | m^3 |  |  |  | 0 |  |  |  |  | 54 |  | 50 | aqueous suspension | variable-condition process | 60 |  |  | 1 | LR | [5 empty] | 3 | [12 empty] | /mL
Spilimbergo 2002 Microbial ictivation by high-pressure |  | Physical |  |  |  |  | 25 | mL | 2.5e-05 | m^3 |  |  |  | 0 |  |  |  |  | 54 |  | 50 | aqueous suspension | variable-condition process | 60 |  |  | 1.1 | LR | [5 empty] | 3 | [12 empty] | /mL
Spilimbergo 2002 Microbial ictivation by high-pressure |  | Physical |  |  |  |  | 25 | mL | 2.5e-05 | m^3 |  |  |  | 0 |  |  |  |  | 54 |  | 50 | aqueous suspension | variable-condition process | 60 |  |  | 1.1 | LR | [5 empty] | 3 | [12 empty] | /mL
Spilimbergo 2002 Microbial ictivation by high-pressure |  | Physical |  |  |  |  | 25 | mL | 2.5e-05 | m^3 |  |  |  | 0 |  |  |  |  | 36 |  | 50 | aqueous suspension | variable-condition process | 30 |  |  | 3.5 | LR | [5 empty] | 3 | [12 empty] | /mL
Lonnen 2005 Solar and photocatalytic disinfection of protozoan, fungal and bacterial microbes in drinking water |  | Physical |  |  |  |  | 100 | mL | 0.0001 | m^3 |  |  |  | 200 | W/m^2 |  |  |  | 30 |  | 50 | aqueous suspension | time irradiated | 0 |  |  | 0.013699 | LR |  | SE | [16 empty] | /mL
Lonnen 2005 Solar and photocatalytic disinfection of protozoan, fungal and bacterial microbes in drinking water |  | Physical |  |  |  |  | 100 | mL | 0.0001 | m^3 |  |  |  | 200 | W/m^2 |  |  |  | 30 |  | 50 | aqueous suspension | time irradiated | 58.9324 |  |  | 0.28935 | LR |  | SE | [16 empty] | /mL
Lonnen 2005 Solar and photocatalytic disinfection of protozoan, fungal and bacterial microbes in drinking water |  | Physical |  |  |  |  | 100 | mL | 0.0001 | m^3 |  |  |  | 200 | W/m^2 |  |  |  | 30 |  | 50 | aqueous suspension | time irradiated | 119.573 |  |  | 1.1541 | LR |  | SE | [16 empty] | /mL
Lonnen 2005 Solar and photocatalytic disinfection of protozoan, fungal and bacterial microbes in drinking water |  | Physical |  |  |  |  | 100 | mL | 0.0001 | m^3 |  |  |  | 200 | W/m^2 |  |  |  | 30 |  | 50 | aqueous suspension | time irradiated | 239.1459 |  |  | 1.5685 | LR |  | SE | [16 empty] | /mL
Lonnen 2005 Solar and photocatalytic disinfection of protozoan, fungal and bacterial microbes in drinking water |  | Physical |  |  |  |  | 100 | mL | 0.0001 | m^3 |  |  |  | 200 | W/m^2 |  |  |  | 30 |  | 50 | aqueous suspension | time irradiated | 358.7189 |  |  | 1.5171 | LR |  | SE | [16 empty] | /mL
Lonnen 2005 Solar and photocatalytic disinfection of protozoan, fungal and bacterial microbes in drinking water |  | Physical |  |  |  |  | 100 | mL | 0.0001 | m^3 |  |  |  | 200 | W/m^2 |  |  |  | 30 |  | 50 | aqueous suspension | time irradiated | 480.8541 |  |  | 1.7398 | LR |  | SE | [16 empty] | /mL
Lonnen 2005 Solar and photocatalytic disinfection of protozoan, fungal and bacterial microbes in drinking water |  | Physical |  |  |  |  | 100 | mL | 0.0001 | m^3 |  |  |  | 200 | W/m^2 |  |  |  | 30 |  | 50 | aqueous suspension | time irradiated | 0 |  |  | 1.1102e-15 | LR |  | SE | [16 empty] | /mL
Lonnen 2005 Solar and photocatalytic disinfection of protozoan, fungal and bacterial microbes in drinking water |  | Physical |  |  |  |  | 100 | mL | 0.0001 | m^3 |  |  |  | 200 | W/m^2 |  |  |  | 30 |  | 50 | aqueous suspension | time irradiated | 58.9324 |  |  | 1.125 | LR |  | SE | [16 empty] | /mL
Lonnen 2005 Solar and photocatalytic disinfection of protozoan, fungal and bacterial microbes in drinking water |  | Physical |  |  |  |  | 100 | mL | 0.0001 | m^3 |  |  |  | 200 | W/m^2 |  |  |  | 30 |  | 50 | aqueous suspension | time irradiated | 118.7189 |  |  | 1.4006 | LR |  | SE | [16 empty] | /mL
Lonnen 2005 Solar and photocatalytic disinfection of protozoan, fungal and bacterial microbes in drinking water |  | Physical |  |  |  |  | 100 | mL | 0.0001 | m^3 |  |  |  | 200 | W/m^2 |  |  |  | 30 |  | 50 | aqueous suspension | time irradiated | 239.1459 |  |  | 1.5411 | LR |  | SE | [16 empty] | /mL
Lonnen 2005 Solar and photocatalytic disinfection of protozoan, fungal and bacterial microbes in drinking water |  | Physical |  |  |  |  | 100 | mL | 0.0001 | m^3 |  |  |  | 200 | W/m^2 |  |  |  | 30 |  | 50 | aqueous suspension | time irradiated | 360.427 |  |  | 1.5171 | LR |  | SE | [16 empty] | /mL
Lonnen 2005 Solar and photocatalytic disinfection of protozoan, fungal and bacterial microbes in drinking water |  | Physical |  |  |  |  | 100 | mL | 0.0001 | m^3 |  |  |  | 200 | W/m^2 |  |  |  | 30 |  | 50 | aqueous suspension | time irradiated | 480.8541 |  |  | 1.7398 | LR |  | SE | [16 empty] | /mL
Huxford |  | Physical | [8 empty] | no rinsate |  |  | 1360 | W/m^2 |  |  |  | 24.3 |  | 70 | glass |  | 0.05 |  |  | 99.9993 | %Kill | [16 empty] | glass
Huxford |  | Physical | [8 empty] | no rinsate |  |  | 1360 | W/m^2 |  |  |  | 24.3 |  | 70 | glass |  | 0.05 |  |  | 62 | %Kill | [16 empty] | glass
Huxford |  | Physical | [8 empty] | no rinsate |  |  | 1360 | W/m^2 |  |  |  | 24.3 |  | 70 | glass |  | 0.083333 |  |  | 99.9998 | %Kill | [16 empty] | glass
Huxford |  | Physical | [8 empty] | no rinsate |  |  | 1360 | W/m^2 |  |  |  | 24.3 |  | 70 | glass |  | 0.083333 |  |  | 63 | %Kill | [16 empty] | glass
Huxford |  | Physical | [8 empty] | no rinsate |  |  | 1360 | W/m^2 |  |  |  | 24.3 |  | 70 | glass |  | 0.11667 |  |  | 100 | %Kill | [16 empty] | glass
Huxford |  | Physical | [8 empty] | no rinsate |  |  | 1360 | W/m^2 |  |  |  | 24.3 |  | 70 | glass |  | 0.11667 |  |  | 57 | %Kill | [16 empty] | glass
Marcum 2014 Measurements of D Damage and Repair in Bacillus anthracis Sterne Spores by UV Radiation |  | Physical | [8 empty] | no rinsate |  | checked by actinometry | 45.9091 | J/m^2 |  |  |  | 25 |  | 50 | aqueous suspension | time irradiated | 0.38258 |  |  | 0.70186 | LR | 0.26087 | SD |  |  |  | 3
Marcum 2014 Measurements of D Damage and Repair in Bacillus anthracis Sterne Spores by UV Radiation |  | Physical | [8 empty] | no rinsate |  | checked by actinometry | 88.6364 | J/m^2 |  |  |  | 25 |  | 50 | aqueous suspension | time irradiated | 0.73864 |  |  | 1.1988 | LR | 0.28463 | SD |  |  |  | 3
Marcum 2014 Measurements of D Damage and Repair in Bacillus anthracis Sterne Spores by UV Radiation |  | Physical | [8 empty] | no rinsate |  | checked by actinometry | 130.4545 | J/m^2 |  |  |  | 25 |  | 50 | aqueous suspension | time irradiated | 1.0871 |  |  | 2.0062 | LR | 0.4472 | SD |  |  |  | 3
Marcum 2014 Measurements of D Damage and Repair in Bacillus anthracis Sterne Spores by UV Radiation |  | Physical | [8 empty] | no rinsate |  | checked by actinometry | 154.0909 | J/m^2 |  |  |  | 25 |  | 50 | aqueous suspension | time irradiated | 1.2841 |  |  | 2.6273 | LR | 0.21516 | SD |  |  |  | 3
Marcum 2014 Measurements of D Damage and Repair in Bacillus anthracis Sterne Spores by UV Radiation |  | Physical | [8 empty] | no rinsate |  | checked by actinometry | 175.9091 | J/m^2 |  |  |  | 25 |  | 50 | aqueous suspension | time irradiated | 1.4659 |  |  | 2.8509 | LR | 0.77555 | SD |  |  |  | 3
Marcum 2014 Measurements of D Damage and Repair in Bacillus anthracis Sterne Spores by UV Radiation |  | Physical | [8 empty] | no rinsate |  | checked by actinometry | 197.7273 | J/m^2 |  |  |  | 25 |  | 50 | aqueous suspension | time irradiated | 1.6477 |  |  | 3.4472 | LR | 0.39805 | SD |  |  |  | 3
Marcum 2014 Measurements of D Damage and Repair in Bacillus anthracis Sterne Spores by UV Radiation |  | Physical | [8 empty] | no rinsate |  | checked by actinometry | 220.4545 | J/m^2 |  |  |  | 25 |  | 50 | aqueous suspension | time irradiated | 1.8371 |  |  | 3.441 | LR | 0.74043 | SD |  |  |  | 3
Marcum 2014 Measurements of D Damage and Repair in Bacillus anthracis Sterne Spores by UV Radiation |  | Physical | [8 empty] | no rinsate |  | checked by actinometry | 258.8636 | J/m^2 |  |  |  | 25 |  | 50 | aqueous suspension | time irradiated | 2.1572 |  |  | 4.8106 | LR | 0.25034 | SD |  |  |  | 2
Marcum 2014 Measurements of D Damage and Repair in Bacillus anthracis Sterne Spores by UV Radiation |  | Physical | [8 empty] | no rinsate |  | checked by actinometry | 307.2727 | J/m^2 |  |  |  | 25 |  | 50 | aqueous suspension | time irradiated | 2.5606 |  |  | 4.8137 | LR | 0.59579 | SD |  |  |  | 3
Marcum 2014 Measurements of D Damage and Repair in Bacillus anthracis Sterne Spores by UV Radiation |  | Physical | [8 empty] | no rinsate |  | checked by actinometry | 392.7273 | J/m^2 |  |  |  | 25 |  | 50 | aqueous suspension | time irradiated | 3.2727 |  |  | 5.6335 | LR | 0.49382 | SD |  |  |  | 3
Marcum 2014 Measurements of D Damage and Repair in Bacillus anthracis Sterne Spores by UV Radiation |  | Physical | [8 empty] | no rinsate |  | checked by actinometry | 570.4545 | J/m^2 |  |  |  | 25 |  | 50 | aqueous suspension | time irradiated | 4.7538 |  |  | 5.8354 | LR | 0.27669 | SD |  |  |  | 2
Marcum 2014 Measurements of D Damage and Repair in Bacillus anthracis Sterne Spores by UV Radiation |  | Physical | [8 empty] | no rinsate |  | checked by actinometry | 745.9091 | J/m^2 |  |  |  | 25 |  | 50 | aqueous suspension | time irradiated | 6.2159 |  |  | 6.1056 | LR | 0.23273 | SD |  |  |  | 3
Kesavan 2014 UV-C Decontamition of Aerosolized and Surface-Bound Single Spores and Bioclusters |  | Physical | CFU | 1300000 | [6 empty] | no rinsate |  |  | 0.90383 | J/m^2 |  |  |  | 25 |  | 56 | filter paper (4.4 um spore clusters) | time irradiated | 0.01883 |  |  | 0.022239 | LR | small | 2log(SD(SurvFrac)) |  |  |  | 2 or 4 | [10 empty] | other porous
Kesavan 2014 UV-C Decontamition of Aerosolized and Surface-Bound Single Spores and Bioclusters |  | Physical | CFU | 1300000 | [6 empty] | no rinsate |  |  | 54.9595 | J/m^2 |  |  |  | 25 |  | 56 | filter paper (4.4 um spore clusters) | time irradiated | 1.145 |  |  | 0.074612 | LR | small | 2log(SD(SurvFrac)) |  |  |  | 2 or 4 | [10 empty] | other porous
Kesavan 2014 UV-C Decontamition of Aerosolized and Surface-Bound Single Spores and Bioclusters |  | Physical | CFU | 1300000 | [6 empty] | no rinsate |  |  | 148.087 | J/m^2 |  |  |  | 25 |  | 56 | filter paper (4.4 um spore clusters) | time irradiated | 3.0851 |  |  | 0.24184 | LR | small | 2log(SD(SurvFrac)) |  |  |  | 2 or 4 | [10 empty] | other porous
Kesavan 2014 UV-C Decontamition of Aerosolized and Surface-Bound Single Spores and Bioclusters |  | Physical | CFU | 1300000 | [6 empty] | no rinsate |  |  | 295.3117 | J/m^2 |  |  |  | 25 |  | 56 | filter paper (4.4 um spore clusters) | time irradiated | 6.1523 |  |  | 0.41701 | LR | small | 2log(SD(SurvFrac)) |  |  |  | 2 or 4 | [10 empty] | other porous
Kesavan 2014 UV-C Decontamition of Aerosolized and Surface-Bound Single Spores and Bioclusters |  | Physical | CFU | 1300000 | [6 empty] | no rinsate |  |  | 440.7121 | J/m^2 |  |  |  | 25 |  | 56 | filter paper (4.4 um spore clusters) | time irradiated | 9.1815 |  |  | 0.54775 | LR | small | 2log(SD(SurvFrac)) |  |  |  | 2 or 4 | [10 empty] | other porous
Kesavan 2014 UV-C Decontamition of Aerosolized and Surface-Bound Single Spores and Bioclusters |  | Physical | CFU | 1300000 | [6 empty] | no rinsate |  |  | 580.5154 | J/m^2 |  |  |  | 25 |  | 56 | filter paper (4.4 um spore clusters) | time irradiated | 12.0941 |  |  | 0.6786 | LR | small | 2log(SD(SurvFrac)) |  |  |  | 2 or 4 | [10 empty] | other porous
Kesavan 2014 UV-C Decontamition of Aerosolized and Surface-Bound Single Spores and Bioclusters |  | Physical | CFU | 1300000 | [6 empty] | no rinsate |  |  | 724.017 | J/m^2 |  |  |  | 25 |  | 56 | filter paper (4.4 um spore clusters) | time irradiated | 15.0837 |  |  | 0.84494 | LR | small | 2log(SD(SurvFrac)) |  |  |  | 2 or 4 | [10 empty] | other porous
Kesavan 2014 UV-C Decontamition of Aerosolized and Surface-Bound Single Spores and Bioclusters |  | Physical | CFU | 1300000 | [6 empty] | no rinsate |  |  | 869.6081 | J/m^2 |  |  |  | 25 |  | 56 | filter paper (4.4 um spore clusters) | time irradiated | 18.1168 |  |  | 0.77124 | LR | small | 2log(SD(SurvFrac)) |  |  |  | 2 or 4 | [10 empty] | other porous
Kesavan 2014 UV-C Decontamition of Aerosolized and Surface-Bound Single Spores and Bioclusters |  | Physical | CFU | 1300000 | [6 empty] | no rinsate |  |  | 1503.7594 | J/m^2 |  |  |  | 25 |  | 56 | filter paper (4.4 um spore clusters) | time irradiated | 31.3283 |  |  | 1.2424 | LR | small | 2log(SD(SurvFrac)) |  |  |  | 2 or 4 | [10 empty] | other porous
Kesavan 2014 UV-C Decontamition of Aerosolized and Surface-Bound Single Spores and Bioclusters |  | Physical | CFU | 1300000 | [6 empty] | no rinsate |  |  | 2957.3935 | J/m^2 |  |  |  | 25 |  | 56 | filter paper (4.4 um spore clusters) | time irradiated | 61.6124 |  |  | 1.3939 | LR | small | 2log(SD(SurvFrac)) |  |  |  | 2 or 4 | [10 empty] | other porous
Kesavan 2014 UV-C Decontamition of Aerosolized and Surface-Bound Single Spores and Bioclusters |  | Physical | CFU | 1300000 | [6 empty] | no rinsate |  |  | 5764.411 | J/m^2 |  |  |  | 25 |  | 56 | filter paper (4.4 um spore clusters) | time irradiated | 120.0919 |  |  | 1.5152 | LR | small | 2log(SD(SurvFrac)) |  |  |  | 2 or 4 | [10 empty] | other porous
Kesavan 2014 UV-C Decontamition of Aerosolized and Surface-Bound Single Spores and Bioclusters |  | Physical | CFU | 1300000 | [6 empty] | no rinsate |  |  | 11629.0727 | J/m^2 |  |  |  | 25 |  | 56 | filter paper (4.4 um spore clusters) | time irradiated | 242.2723 |  |  | 1.8182 | LR | small | 2log(SD(SurvFrac)) |  |  |  | 2 or 4 | [10 empty] | other porous
Kesavan 2014 UV-C Decontamition of Aerosolized and Surface-Bound Single Spores and Bioclusters |  | Physical | CFU | 1300000 | [6 empty] | no rinsate |  |  | 14536.3409 | J/m^2 |  |  |  | 25 |  | 56 | filter paper (4.4 um spore clusters) | time irradiated | 302.8404 |  |  | 2.0303 | LR | small | 2log(SD(SurvFrac)) |  |  |  | 2 or 4 | [10 empty] | other porous
Kesavan 2014 UV-C Decontamition of Aerosolized and Surface-Bound Single Spores and Bioclusters |  | Physical | CFU | 1300000 | [6 empty] | no rinsate |  |  | 17393.4837 | J/m^2 |  |  |  | 25 |  | 56 | filter paper (4.4 um spore clusters) | time irradiated | 362.3642 |  |  | 2.0303 | LR | small | 2log(SD(SurvFrac)) |  |  |  | 2 or 4 | [10 empty] | other porous
Kesavan 2014 UV-C Decontamition of Aerosolized and Surface-Bound Single Spores and Bioclusters |  | Physical | CFU | 1300000 | [6 empty] | no rinsate |  |  | 20350.8772 | J/m^2 |  |  |  | 25 |  | 56 | filter paper (4.4 um spore clusters) | time irradiated | 423.9766 |  |  | 2.1061 | LR | small | 2log(SD(SurvFrac)) |  |  |  | 2 or 4 | [10 empty] | other porous
Kesavan 2014 UV-C Decontamition of Aerosolized and Surface-Bound Single Spores and Bioclusters |  | Physical | CFU | 1300000 | [6 empty] | no rinsate |  |  | 23107.7694 | J/m^2 |  |  |  | 25 |  | 56 | filter paper (4.4 um spore clusters) | time irradiated | 481.4119 |  |  | 2.4394 | LR | small | 2log(SD(SurvFrac)) |  |  |  | 10 | [10 empty] | other porous
Kesavan 2014 UV-C Decontamition of Aerosolized and Surface-Bound Single Spores and Bioclusters |  | Physical | CFU | 1300000 | [6 empty] | no rinsate |  |  | 2.7695 | J/m^2 |  |  |  | 25 |  | 56 | filter paper (2.8 um spore clusters) | time irradiated | 0.057699 |  |  | 0.022206 | LR | small | 2log(SD(SurvFrac)) |  |  |  | 2 or 4 | [10 empty] | other porous
Kesavan 2014 UV-C Decontamition of Aerosolized and Surface-Bound Single Spores and Bioclusters |  | Physical | CFU | 1300000 | [6 empty] | no rinsate |  |  | 51.2115 | J/m^2 |  |  |  | 25 |  | 56 | filter paper (2.8 um spore clusters) | time irradiated | 1.0669 |  |  | 0.092456 | LR | small | 2log(SD(SurvFrac)) |  |  |  | 2 or 4 | [10 empty] | other porous
Kesavan 2014 UV-C Decontamition of Aerosolized and Surface-Bound Single Spores and Bioclusters |  | Physical | CFU | 1300000 | [6 empty] | no rinsate |  |  | 101.4113 | J/m^2 |  |  |  | 25 |  | 56 | filter paper (2.8 um spore clusters) | time irradiated | 2.1127 |  |  | 0.27823 | LR | small | 2log(SD(SurvFrac)) |  |  |  | 2 or 4 | [10 empty] | other porous
Kesavan 2014 UV-C Decontamition of Aerosolized and Surface-Bound Single Spores and Bioclusters |  | Physical | CFU | 1300000 | [6 empty] | no rinsate |  |  | 146.0555 | J/m^2 |  |  |  | 25 |  | 56 | filter paper (2.8 um spore clusters) | time irradiated | 3.0428 |  |  | 0.41966 | LR | small | 2log(SD(SurvFrac)) |  |  |  | 2 or 4 | [10 empty] | other porous
Kesavan 2014 UV-C Decontamition of Aerosolized and Surface-Bound Single Spores and Bioclusters |  | Physical | CFU | 1300000 | [6 empty] | no rinsate |  |  | 198.0381 | J/m^2 |  |  |  | 25 |  | 56 | filter paper (2.8 um spore clusters) | time irradiated | 4.1258 |  |  | 0.69429 | LR | small | 2log(SD(SurvFrac)) |  |  |  | 2 or 4 | [10 empty] | other porous
Kesavan 2014 UV-C Decontamition of Aerosolized and Surface-Bound Single Spores and Bioclusters |  | Physical | CFU | 1300000 | [6 empty] | no rinsate |  |  | 485.1573 | J/m^2 |  |  |  | 25 |  | 56 | filter paper (2.8 um spore clusters) | time irradiated | 10.1074 |  |  | 0.90252 | LR | small | 2log(SD(SurvFrac)) |  |  |  | 2 or 4 | [10 empty] | other porous
Kesavan 2014 UV-C Decontamition of Aerosolized and Surface-Bound Single Spores and Bioclusters |  | Physical | CFU | 1300000 | [6 empty] | no rinsate |  |  | 2155.3885 | J/m^2 |  |  |  | 25 |  | 56 | filter paper (2.8 um spore clusters) | time irradiated | 44.9039 |  |  | 1.303 | LR | small | 2log(SD(SurvFrac)) |  |  |  | 2 or 4 | [10 empty] | other porous
Kesavan 2014 UV-C Decontamition of Aerosolized and Surface-Bound Single Spores and Bioclusters |  | Physical | CFU | 1300000 | [6 empty] | no rinsate |  |  | 5814.5363 | J/m^2 |  |  |  | 25 |  | 56 | filter paper (2.8 um spore clusters) | time irradiated | 121.1362 |  |  | 1.4545 | LR | small | 2log(SD(SurvFrac)) |  |  |  | 2 or 4 | [10 empty] | other porous
Kesavan 2014 UV-C Decontamition of Aerosolized and Surface-Bound Single Spores and Bioclusters |  | Physical | CFU | 1300000 | [6 empty] | no rinsate |  |  | 8721.8045 | J/m^2 |  |  |  | 25 |  | 56 | filter paper (2.8 um spore clusters) | time irradiated | 181.7043 |  |  | 1.5758 | LR | small | 2log(SD(SurvFrac)) |  |  |  | 2 or 4 | [10 empty] | other porous
Kesavan 2014 UV-C Decontamition of Aerosolized and Surface-Bound Single Spores and Bioclusters |  | Physical | CFU | 1300000 | [6 empty] | no rinsate |  |  | 11428.5714 | J/m^2 |  |  |  | 25 |  | 56 | filter paper (2.8 um spore clusters) | time irradiated | 238.0952 |  |  | 1.6818 | LR | small | 2log(SD(SurvFrac)) |  |  |  | 2 or 4 | [10 empty] | other porous
Kesavan 2014 UV-C Decontamition of Aerosolized and Surface-Bound Single Spores and Bioclusters |  | Physical | CFU | 1300000 | [6 empty] | no rinsate |  |  | 14436.0902 | J/m^2 |  |  |  | 25 |  | 56 | filter paper (2.8 um spore clusters) | time irradiated | 300.7519 |  |  | 1.7121 | LR | small | 2log(SD(SurvFrac)) |  |  |  | 2 or 4 | [10 empty] | other porous
Kesavan 2014 UV-C Decontamition of Aerosolized and Surface-Bound Single Spores and Bioclusters |  | Physical | CFU | 1300000 | [6 empty] | no rinsate |  |  | 17343.3584 | J/m^2 |  |  |  | 25 |  | 56 | filter paper (2.8 um spore clusters) | time irradiated | 361.32 |  |  | 1.5758 | LR | small | 2log(SD(SurvFrac)) |  |  |  | 2 or 4 | [10 empty] | other porous
Kesavan 2014 UV-C Decontamition of Aerosolized and Surface-Bound Single Spores and Bioclusters |  | Physical | CFU | 1300000 | [6 empty] | no rinsate |  |  | 20150.3759 | J/m^2 |  |  |  | 25 |  | 56 | filter paper (2.8 um spore clusters) | time irradiated | 419.7995 |  |  | 1.9394 | LR | small | 2log(SD(SurvFrac)) |  |  |  | 2 or 4 | [10 empty] | other porous
Kesavan 2014 UV-C Decontamition of Aerosolized and Surface-Bound Single Spores and Bioclusters |  | Physical | CFU | 1300000 | [6 empty] | no rinsate |  |  | 23007.5188 | J/m^2 |  |  |  | 25 |  | 56 | filter paper (2.8 um spore clusters) | time irradiated | 479.3233 |  |  | 2.0303 | LR | small | 2log(SD(SurvFrac)) |  |  |  | 10 | [10 empty] | other porous
Kesavan 2014 UV-C Decontamition of Aerosolized and Surface-Bound Single Spores and Bioclusters |  | Physical | CFU | 1300000 | [6 empty] | no rinsate |  |  | 2.7695 | J/m^2 |  |  |  | 25 |  | 56 | filter paper (single spores) | time irradiated | 0.057699 |  |  | 0.022206 | LR | small | 2log(SD(SurvFrac)) |  |  |  | 2 or 4
Kesavan 2014 UV-C Decontamition of Aerosolized and Surface-Bound Single Spores and Bioclusters |  | Physical | CFU | 1300000 | [6 empty] | no rinsate |  |  | 103.0697 | J/m^2 |  |  |  | 25 |  | 56 | filter paper (single spores) | time irradiated | 2.1473 |  |  | 0.50042 | LR | small | 2log(SD(SurvFrac)) |  |  |  | 2 or 4
Kesavan 2014 UV-C Decontamition of Aerosolized and Surface-Bound Single Spores and Bioclusters |  | Physical | CFU | 1300000 | [6 empty] | no rinsate |  |  | 147.291 | J/m^2 |  |  |  | 25 |  | 56 | filter paper (single spores) | time irradiated | 3.0686 |  |  | 1.0952 | LR | small | 2log(SD(SurvFrac)) |  |  |  | 2 or 4
Kesavan 2014 UV-C Decontamition of Aerosolized and Surface-Bound Single Spores and Bioclusters |  | Physical | CFU | 1300000 | [6 empty] | no rinsate |  |  | 195.2437 | J/m^2 |  |  |  | 25 |  | 56 | filter paper (single spores) | time irradiated | 4.0676 |  |  | 1.6899 | LR | small | 2log(SD(SurvFrac)) |  |  |  | 2 or 4
Kesavan 2014 UV-C Decontamition of Aerosolized and Surface-Bound Single Spores and Bioclusters |  | Physical | CFU | 1300000 | [6 empty] | no rinsate |  |  | 295.776 | J/m^2 |  |  |  | 25 |  | 56 | filter paper (single spores) | time irradiated | 6.162 |  |  | 1.9192 | LR | small | 2log(SD(SurvFrac)) |  |  |  | 2 or 4
Kesavan 2014 UV-C Decontamition of Aerosolized and Surface-Bound Single Spores and Bioclusters |  | Physical | CFU | 1300000 | [6 empty] | no rinsate |  |  | 483.7974 | J/m^2 |  |  |  | 25 |  | 56 | filter paper (single spores) | time irradiated | 10.0791 |  |  | 2.3603 | LR | small | 2log(SD(SurvFrac)) |  |  |  | 2 or 4
Kesavan 2014 UV-C Decontamition of Aerosolized and Surface-Bound Single Spores and Bioclusters |  | Physical | CFU | 1300000 | [6 empty] | no rinsate |  |  | 825.2873 | J/m^2 |  |  |  | 25 |  | 56 | filter paper (single spores) | time irradiated | 17.1935 |  |  | 2.2831 | LR | small | 2log(SD(SurvFrac)) |  |  |  | 2 or 4
Kesavan 2014 UV-C Decontamition of Aerosolized and Surface-Bound Single Spores and Bioclusters |  | Physical | CFU | 1300000 | [6 empty] | no rinsate |  |  | 2957.3935 | J/m^2 |  |  |  | 25 |  | 56 | filter paper (single spores) | time irradiated | 61.6124 |  |  | 2.3788 | LR | small | 2log(SD(SurvFrac)) |  |  |  | 2 or 4
Kesavan 2014 UV-C Decontamition of Aerosolized and Surface-Bound Single Spores and Bioclusters |  | Physical | CFU | 1300000 | [6 empty] | no rinsate |  |  | 5814.5363 | J/m^2 |  |  |  | 25 |  | 56 | filter paper (single spores) | time irradiated | 121.1362 |  |  | 2.4848 | LR | small | 2log(SD(SurvFrac)) |  |  |  | 2 or 4
Kesavan 2014 UV-C Decontamition of Aerosolized and Surface-Bound Single Spores and Bioclusters |  | Physical | CFU | 1300000 | [6 empty] | no rinsate |  |  | 8621.5539 | J/m^2 |  |  |  | 25 |  | 56 | filter paper (single spores) | time irradiated | 179.6157 |  |  | 2.4242 | LR | small | 2log(SD(SurvFrac)) |  |  |  | 2 or 4
Kesavan 2014 UV-C Decontamition of Aerosolized and Surface-Bound Single Spores and Bioclusters |  | Physical | CFU | 1300000 | [6 empty] | no rinsate |  |  | 10776.9424 | J/m^2 |  |  |  | 25 |  | 56 | filter paper (single spores) | time irradiated | 224.5196 |  |  | 2.8485 | LR | small | 2log(SD(SurvFrac)) |  |  |  | 2 or 4
Kesavan 2014 UV-C Decontamition of Aerosolized and Surface-Bound Single Spores and Bioclusters |  | Physical | CFU | 1300000 | [6 empty] | no rinsate |  |  | 23057.6441 | J/m^2 |  |  |  | 25 |  | 56 | filter paper (single spores) | time irradiated | 480.3676 |  |  | 3.1515 | LR | small | 2log(SD(SurvFrac)) |  |  |  | 10
Kesavan 2014 UV-C Decontamition of Aerosolized and Surface-Bound Single Spores and Bioclusters |  | Physical | CFU/L | 1400000 |  |  | 0.14 | m^3 | 0.14 | m^3 | no rinsate |  |  | 0.23824 | J/m^2 |  |  |  | 25 |  | 35 | aerosol (4.4 um spore clusters) | time irradiated | 0.1533 |  |  | 0.035768 | LR | ~0.3 | 2log(SD(SurvFrac)) |  |  |  | 11 | [12 empty] | /m^3
Kesavan 2014 UV-C Decontamition of Aerosolized and Surface-Bound Single Spores and Bioclusters |  | Physical | CFU/L | 1400000 |  |  | 0.14 | m^3 | 0.14 | m^3 | no rinsate |  |  | 15.5197 | J/m^2 |  |  |  | 25 |  | 35 | aerosol (4.4 um spore clusters) | time irradiated | 9.9869 |  |  | 0.18204 | LR | ~0.3 | 2log(SD(SurvFrac)) |  |  |  | 11 | [12 empty] | /m^3
Kesavan 2014 UV-C Decontamition of Aerosolized and Surface-Bound Single Spores and Bioclusters |  | Physical | CFU/L | 1400000 |  |  | 0.14 | m^3 | 0.14 | m^3 | no rinsate |  |  | 23.3952 | J/m^2 |  |  |  | 25 |  | 35 | aerosol (4.4 um spore clusters) | time irradiated | 15.0548 |  |  | 0.37129 | LR | ~0.3 | 2log(SD(SurvFrac)) |  |  |  | 11 | [12 empty] | /m^3
Kesavan 2014 UV-C Decontamition of Aerosolized and Surface-Bound Single Spores and Bioclusters |  | Physical | CFU/L | 1400000 |  |  | 0.14 | m^3 | 0.14 | m^3 | no rinsate |  |  | 31.1806 | J/m^2 |  |  |  | 25 |  | 35 | aerosol (4.4 um spore clusters) | time irradiated | 20.0647 |  |  | 0.43553 | LR | ~0.3 | 2log(SD(SurvFrac)) |  |  |  | 11 | [12 empty] | /m^3
Kesavan 2014 UV-C Decontamition of Aerosolized and Surface-Bound Single Spores and Bioclusters |  | Physical | CFU/L | 1400000 |  |  | 0.14 | m^3 | 0.14 | m^3 | no rinsate |  |  | 38.8663 | J/m^2 |  |  |  | 25 |  | 35 | aerosol (4.4 um spore clusters) | time irradiated | 25.0105 |  |  | 0.57118 | LR | ~0.3 | 2log(SD(SurvFrac)) |  |  |  | 11 | [12 empty] | /m^3
Kesavan 2014 UV-C Decontamition of Aerosolized and Surface-Bound Single Spores and Bioclusters |  | Physical | CFU/L | 1400000 |  |  | 0.14 | m^3 | 0.14 | m^3 | no rinsate |  |  | 46.7504 | J/m^2 |  |  |  | 25 |  | 35 | aerosol (4.4 um spore clusters) | time irradiated | 30.0839 |  |  | 0.58186 | LR | ~0.3 | 2log(SD(SurvFrac)) |  |  |  | 11 | [12 empty] | /m^3
Kesavan 2014 UV-C Decontamition of Aerosolized and Surface-Bound Single Spores and Bioclusters |  | Physical | CFU/L | 1600000 |  |  | 0.14 | m^3 | 0.14 | m^3 | no rinsate |  |  | 0.046359 | J/m^2 |  |  |  | 25 |  | 35 | aerosol (2.8 um spore clusters) | time irradiated | 0.029832 |  |  | 0.026796 | LR | ~0.3 | 2log(SD(SurvFrac)) |  |  |  | 11 | [12 empty] | /m^3
Kesavan 2014 UV-C Decontamition of Aerosolized and Surface-Bound Single Spores and Bioclusters |  | Physical | CFU/L | 1600000 |  |  | 0.14 | m^3 | 0.14 | m^3 | no rinsate |  |  | 15.5132 | J/m^2 |  |  |  | 25 |  | 35 | aerosol (2.8 um spore clusters) | time irradiated | 9.9828 |  |  | 0.31596 | LR | ~0.3 | 2log(SD(SurvFrac)) |  |  |  | 11 | [12 empty] | /m^3
Kesavan 2014 UV-C Decontamition of Aerosolized and Surface-Bound Single Spores and Bioclusters |  | Physical | CFU/L | 1600000 |  |  | 0.14 | m^3 | 0.14 | m^3 | no rinsate |  |  | 23.4836 | J/m^2 |  |  |  | 25 |  | 35 | aerosol (2.8 um spore clusters) | time irradiated | 15.1117 |  |  | 0.53203 | LR | ~0.3 | 2log(SD(SurvFrac)) |  |  |  | 11 | [12 empty] | /m^3
Kesavan 2014 UV-C Decontamition of Aerosolized and Surface-Bound Single Spores and Bioclusters |  | Physical | CFU/L | 1600000 |  |  | 0.14 | m^3 | 0.14 | m^3 | no rinsate |  |  | 31.2634 | J/m^2 |  |  |  | 25 |  | 35 | aerosol (2.8 um spore clusters) | time irradiated | 20.118 |  |  | 0.71234 | LR | ~0.3 | 2log(SD(SurvFrac)) |  |  |  | 11 | [12 empty] | /m^3
Kesavan 2014 UV-C Decontamition of Aerosolized and Surface-Bound Single Spores and Bioclusters |  | Physical | CFU/L | 1600000 |  |  | 0.14 | m^3 | 0.14 | m^3 | no rinsate |  |  | 39.0398 | J/m^2 |  |  |  | 25 |  | 35 | aerosol (2.8 um spore clusters) | time irradiated | 25.1221 |  |  | 0.96407 | LR | ~0.3 | 2log(SD(SurvFrac)) |  |  |  | 11 | [12 empty] | /m^3
Kesavan 2014 UV-C Decontamition of Aerosolized and Surface-Bound Single Spores and Bioclusters |  | Physical | CFU/L | 1600000 |  |  | 0.14 | m^3 | 0.14 | m^3 | no rinsate |  |  | 46.8213 | J/m^2 |  |  |  | 25 |  | 35 | aerosol (2.8 um spore clusters) | time irradiated | 30.1295 |  |  | 1.1087 | LR | ~0.3 | 2log(SD(SurvFrac)) |  |  |  | 11 | [12 empty] | /m^3
Kesavan 2014 UV-C Decontamition of Aerosolized and Surface-Bound Single Spores and Bioclusters |  | Physical | CFU/L | 450000 |  |  | 0.14 | m^3 | 0.14 | m^3 | no rinsate |  |  | 0.14208 | J/m^2 |  |  |  | 25 |  | 35 | aerosol (single spores) | time irradiated | 0.09143 |  |  | 0.035746 | LR | ~0.3 | 2log(SD(SurvFrac)) |  |  |  | 10 | [12 empty] | /m^3
Kesavan 2014 UV-C Decontamition of Aerosolized and Surface-Bound Single Spores and Bioclusters |  | Physical | CFU/L | 450000 |  |  | 0.14 | m^3 | 0.14 | m^3 | no rinsate |  |  | 15.6029 | J/m^2 |  |  |  | 25 |  | 35 | aerosol (single spores) | time irradiated | 10.0405 |  |  | 0.44991 | LR | ~0.3 | 2log(SD(SurvFrac)) |  |  |  | 10 | [12 empty] | /m^3
Kesavan 2014 UV-C Decontamition of Aerosolized and Surface-Bound Single Spores and Bioclusters |  | Physical | CFU/L | 450000 |  |  | 0.14 | m^3 | 0.14 | m^3 | no rinsate |  |  | 23.375 | J/m^2 |  |  |  | 25 |  | 35 | aerosol (single spores) | time irradiated | 15.0418 |  |  | 0.79093 | LR | ~0.3 | 2log(SD(SurvFrac)) |  |  |  | 10 | [12 empty] | /m^3
Kesavan 2014 UV-C Decontamition of Aerosolized and Surface-Bound Single Spores and Bioclusters |  | Physical | CFU/L | 450000 |  |  | 0.14 | m^3 | 0.14 | m^3 | no rinsate |  |  | 31.1428 | J/m^2 |  |  |  | 25 |  | 35 | aerosol (single spores) | time irradiated | 20.0404 |  |  | 1.2212 | LR | ~0.3 | 2log(SD(SurvFrac)) |  |  |  | 10 | [12 empty] | /m^3
Kesavan 2014 UV-C Decontamition of Aerosolized and Surface-Bound Single Spores and Bioclusters |  | Physical | CFU/L | 450000 |  |  | 0.14 | m^3 | 0.14 | m^3 | no rinsate |  |  | 38.8204 | J/m^2 |  |  |  | 25 |  | 35 | aerosol (single spores) | time irradiated | 24.981 |  |  | 1.5265 | LR | ~0.3 | 2log(SD(SurvFrac)) |  |  |  | 10 | [12 empty] | /m^3
Kesavan 2014 UV-C Decontamition of Aerosolized and Surface-Bound Single Spores and Bioclusters |  | Physical | CFU/L | 450000 |  |  | 0.14 | m^3 | 0.14 | m^3 | no rinsate |  |  | 46.8724 | J/m^2 |  |  |  | 25 |  | 35 | aerosol (single spores) | time irradiated | 30.1624 |  |  | 2.0462 | LR | ~0.3 | 2log(SD(SurvFrac)) |  |  |  | 10 | [12 empty] | /m^3
Dauphin 2008 Gamma Irradiation Can Be Used to Ictivate Bacillus anthracis without Compromising the Sensitivity of Diagnostic Assays |  | Physical | [8 empty] | no rinsate |  |  | 0 | Mrad |  |  |  | 25 |  | 50 | Liquid | steady-state conditions | 0 |  |  | 100 | %Surv | [5 empty] | 4
Dauphin 2008 Gamma Irradiation Can Be Used to Ictivate Bacillus anthracis without Compromising the Sensitivity of Diagnostic Assays |  | Physical | [8 empty] | no rinsate |  |  | 0.5 | Mrad |  |  |  | 25 |  | 50 | Liquid | steady-state conditions | 18 |  |  | 11.6 | %Surv | [5 empty] | 4
Dauphin 2008 Gamma Irradiation Can Be Used to Ictivate Bacillus anthracis without Compromising the Sensitivity of Diagnostic Assays |  | Physical | [8 empty] | no rinsate |  |  | 1 | Mrad |  |  |  | 25 |  | 50 | Liquid | steady-state conditions | 36 |  |  | 0.6 | %Surv | [5 empty] | 4
Dauphin 2008 Gamma Irradiation Can Be Used to Ictivate Bacillus anthracis without Compromising the Sensitivity of Diagnostic Assays |  | Physical | [8 empty] | no rinsate |  |  | 1.5 | Mrad |  |  |  | 25 |  | 50 | Liquid | steady-state conditions | 54 |  |  | 0.02 | %Surv | [5 empty] | 4
Dauphin 2008 Gamma Irradiation Can Be Used to Ictivate Bacillus anthracis without Compromising the Sensitivity of Diagnostic Assays |  | Physical | [8 empty] | no rinsate |  |  | 2 | Mrad |  |  |  | 25 |  | 50 | Liquid | steady-state conditions | 71 |  |  | 0.003 | %Surv | [5 empty] | 4
Tufts 2012 Thermal ictivation of Bacillus anthracis surrogate spores in a bench-scale enclosed landfill gas flare |  | Physical | CFU | 38100000 |  |  | 31.7 | L | 0.0317 | m^3 |  |  |  | 0 |  |  |  | estimated | 1000 |  | 50 | aerosol | spore residence time in flare | 0.0033333 |  | Q | 7.5809 | LR | [5 empty] | 7 | [12 empty] | /L |  |  |  | 0
Tufts 2012 Thermal ictivation of Bacillus anthracis surrogate spores in a bench-scale enclosed landfill gas flare |  | Physical | CFU | 31500000 |  |  | 31.7 | L | 0.0317 | m^3 |  |  |  | 0 |  |  |  | estimated | 1000 |  | 50 | aerosol | spore residence time in flare | 0.0033333 |  | Q | 7.4983 | LR | [5 empty] | 7 | [12 empty] | /L |  |  |  | 0
USEPA 2012 Assessment of Liquid and Physical Decontamition Methods for Environmental Surfaces Contamited with Bacterial Spores: Development and Evaluation of the Decontamition Procedural Steps |  | Physical |  |  |  |  | 196 | in^2 | 0.12645 | m^2 | no rinsate | CFU | [5 empty] | 2 | 25 |  | 50 | Carpet Horizontal |  |  |  |  | 0.64 | LR | 0.13 | SD |  |  |  | 5 | [10 empty] | carpet |  | /in^2
USEPA 2012 Assessment of Liquid and Physical Decontamition Methods for Environmental Surfaces Contamited with Bacterial Spores: Development and Evaluation of the Decontamition Procedural Steps |  | Physical |  |  |  |  | 196 | in^2 | 0.12645 | m^2 | no rinsate | CFU | [5 empty] | 2 | 25 |  | 50 | Concrete Horizontal |  |  |  |  | 0.58 | LR | 0.25 | SD |  |  |  | 5 | [10 empty] | concrete |  | /in^2
USEPA 2012 Assessment of Liquid and Physical Decontamition Methods for Environmental Surfaces Contamited with Bacterial Spores: Development and Evaluation of the Decontamition Procedural Steps |  | Physical |  |  |  |  | 196 | in^2 | 0.12645 | m^2 | no rinsate | CFU | [5 empty] | 2 | 25 |  | 50 | Deck Wood Horizontal |  |  |  |  | 0.01 | LR | 0.08 | SD |  |  |  | 5 | [10 empty] | wood |  | /in^2
USEPA 2012 Assessment of Liquid and Physical Decontamition Methods for Environmental Surfaces Contamited with Bacterial Spores: Development and Evaluation of the Decontamition Procedural Steps |  | Physical |  |  |  |  | 196 | in^2 | 0.12645 | m^2 | no rinsate | CFU | [5 empty] | 2 | 25 |  | 50 | Painted Wallboard Horizontal |  |  |  |  | 0.08 | LR | 0.14000000000000001 | SD |  |  |  | 5 | [10 empty] | wallboard |  | /in^2
USEPA 2012 Assessment of Liquid and Physical Decontamition Methods for Environmental Surfaces Contamited with Bacterial Spores: Development and Evaluation of the Decontamition Procedural Steps |  | Physical |  |  |  |  | 196 | in^2 | 0.12645 | m^2 | no rinsate | CFU | [5 empty] | 2 | 25 |  | 50 | Concrete Vertical |  |  |  |  | 0.31 | LR | 0.41 | SD |  |  |  | 5 | [10 empty] | concrete |  | /in^2
USEPA 2012 Assessment of Liquid and Physical Decontamition Methods for Environmental Surfaces Contamited with Bacterial Spores: Development and Evaluation of the Decontamition Procedural Steps |  | Physical |  |  |  |  | 196 | in^2 | 0.12645 | m^2 | no rinsate | CFU | [5 empty] | 2 | 25 |  | 50 | Dry Wall Vertical |  |  |  |  | 0.2 | LR | 0.17 | SD |  |  |  | 5 | [10 empty] | wallboard |  | /in^2
USEPA 2012 Assessment of Liquid and Physical Decontamition Methods for Environmental Surfaces Contamited with Bacterial Spores: Development and Evaluation of the Decontamition Procedural Steps |  | Physical |  |  |  |  | 196 | in^2 | 0.12645 | m^2 | no rinsate | CFU | [5 empty] | 2 | 25 |  | 50 | Rough-cut Wood Vertical |  |  |  |  | 0.78 | LR | 0.19 | SD |  |  |  | 5 | [10 empty] | wood |  | /in^2
USEPA 2012 Assessment of Liquid and Physical Decontamition Methods for Environmental Surfaces Contamited with Bacterial Spores: Development and Evaluation of the Decontamition Procedural Steps |  | Physical |  |  |  |  | 196 | in^2 | 0.12645 | m^2 | 5789000 | CFU | [5 empty] | 2 | 25 |  | 50 | Concrete Horizontal |  |  |  |  | 1.45 | LRsurf | 0.37 | SD |  |  | 6.5453 | 5 | [9 empty] | yes | concrete |  | /in^2 |  |  |  |  | 6.5453
USEPA 2012 Assessment of Liquid and Physical Decontamition Methods for Environmental Surfaces Contamited with Bacterial Spores: Development and Evaluation of the Decontamition Procedural Steps |  | Physical |  |  |  |  | 196 | in^2 | 0.12645 | m^2 | 2319000 | CFU | [5 empty] | 2 | 25 |  | 50 | Deck Wood Horizontal |  |  |  |  | 3.08 | LRsurf | 0.28999999999999998 | SD |  |  | 7.238 | 5 | [9 empty] | yes | wood |  | /in^2 |  |  |  |  | 7.238
USEPA 2012 Assessment of Liquid and Physical Decontamition Methods for Environmental Surfaces Contamited with Bacterial Spores: Development and Evaluation of the Decontamition Procedural Steps |  | Physical |  |  |  |  | 196 | in^2 | 0.12645 | m^2 | 674000 | CFU | [5 empty] | 2 | 25 |  | 50 | Painted Wallboard Horizontal |  |  |  |  | 1.75 | LRsurf | 0.17 | SD |  |  | 7.6946 | 5 | [9 empty] | yes | wallboard |  | /in^2 |  |  |  |  | 7.6946
USEPA 2012 Assessment of Liquid and Physical Decontamition Methods for Environmental Surfaces Contamited with Bacterial Spores: Development and Evaluation of the Decontamition Procedural Steps |  | Physical |  |  |  |  | 196 | in^2 | 0.12645 | m^2 | 12595990 | CFU | [5 empty] | 2 | 25 |  | 50 | Concrete vertical |  |  |  |  | 1.87 | LRsurf | 0.3 | SD |  |  | 7.0294 | 5 | [9 empty] | yes | concrete |  | /in^2 |  |  |  |  | 7.0294
USEPA 2012 Assessment of Liquid and Physical Decontamition Methods for Environmental Surfaces Contamited with Bacterial Spores: Development and Evaluation of the Decontamition Procedural Steps |  | Physical |  |  |  |  | 196 | in^2 | 0.12645 | m^2 | 550990 | CFU | [5 empty] | 2 | 25 |  | 50 | Dry Wall vertical |  |  |  |  | 3.79 | LRsurf | 0.1 | SD |  |  | 7.781 | 5 | [9 empty] | yes | wallboard |  | /in^2 |  |  |  |  | 7.781
USEPA 2012 Assessment of Liquid and Physical Decontamition Methods for Environmental Surfaces Contamited with Bacterial Spores: Development and Evaluation of the Decontamition Procedural Steps |  | Physical |  |  |  |  | 196 | in^2 | 0.12645 | m^2 | 2585990 | CFU | [5 empty] | 2 | 25 |  | 50 | Rough-cut Wood vertical |  |  |  |  | 1.86 | LRsurf | 0.2 | SD |  |  | 7.3385 | 5 | [9 empty] | yes | wood |  | /in^2 |  |  |  |  | 7.3385
USEPA 2012 Assessment of Liquid and Physical Decontamition Methods for Environmental Surfaces Contamited with Bacterial Spores: Development and Evaluation of the Decontamition Procedural Steps |  | Physical |  |  |  |  | 196 | in^2 | 0.12645 | m^2 | 37292200 | CFU | [5 empty] | 2 | 25 |  | 50 | Concrete Horizontal |  |  |  |  | 1.92 | LRsurf | 0.26 | SD |  |  | 6.933 | 5 | [9 empty] | yes | concrete |  | /in^2 |  |  |  |  | 6.933
USEPA 2012 Assessment of Liquid and Physical Decontamition Methods for Environmental Surfaces Contamited with Bacterial Spores: Development and Evaluation of the Decontamition Procedural Steps |  | Physical |  |  |  |  | 196 | in^2 | 0.12645 | m^2 | 38192200 | CFU | [5 empty] | 2 | 25 |  | 50 | Deck Wood Horizontal |  |  |  |  | 0.87 | LRsurf | 0.2 | SD |  |  | 7.0128 | 5 | [9 empty] | yes | wood |  | /in^2 |  |  |  |  | 7.0128
USEPA 2012 Assessment of Liquid and Physical Decontamition Methods for Environmental Surfaces Contamited with Bacterial Spores: Development and Evaluation of the Decontamition Procedural Steps |  | Physical |  |  |  |  | 196 | in^2 | 0.12645 | m^2 | 253200 | CFU | [5 empty] | 2 | 25 |  | 50 | Painted Wallboard Horizontal |  |  |  |  | 0.91 | LRsurf | 0.14000000000000001 | SD |  |  | 7.5623 | 5 | [9 empty] | yes | wallboard |  | /in^2 |  |  |  |  | 7.5623
USEPA 2012 Assessment of Liquid and Physical Decontamition Methods for Environmental Surfaces Contamited with Bacterial Spores: Development and Evaluation of the Decontamition Procedural Steps |  | Physical |  |  |  |  | 196 | in^2 | 0.12645 | m^2 | 4029733 | CFU | [5 empty] | 2 | 25 |  | 50 | Concrete Vertical |  |  |  |  | 2.03 | LRsurf | 0.55000000000000004 | SD |  |  | 6.6085 | 5 | [9 empty] | yes | concrete |  | /in^2 |  |  |  |  | 6.6085
USEPA 2012 Assessment of Liquid and Physical Decontamition Methods for Environmental Surfaces Contamited with Bacterial Spores: Development and Evaluation of the Decontamition Procedural Steps |  | Physical |  |  |  |  | 196 | in^2 | 0.12645 | m^2 | 6129733 | CFU | [5 empty] | 2 | 25 |  | 50 | Dry Wall Vertical |  |  |  |  | 2.54 | LRsurf | 0.11 | SD |  |  | 7.6503 | 5 | [9 empty] | yes | wallboard |  | /in^2 |  |  |  |  | 7.6503
USEPA 2012 Assessment of Liquid and Physical Decontamition Methods for Environmental Surfaces Contamited with Bacterial Spores: Development and Evaluation of the Decontamition Procedural Steps |  | Physical |  |  |  |  | 196 | in^2 | 0.12645 | m^2 | 22499733 | CFU | [5 empty] | 2 | 25 |  | 50 | Rough-cut Wood Vertical |  |  |  |  | 2.23 | LRsurf | 0.17 | SD |  |  | 7.2041 | 5 | [9 empty] | yes | wood |  | /in^2 |  |  |  |  | 7.2041
USEPA 2010 Investigation of Simulated Sunlight in the Ictivation of B. anthracis and B. subtilis on Outdoor Materials |  | Physical |  |  |  |  | 14.25 | cm^2 | 0.001425 | m^2 | combined | [7 empty] | 22 |  | 50 | Bare Pine Wood |  | 1440 |  |  | 0.69 | LR | 0.15 | 1.96 x SE |  |  |  | 5 | [10 empty] | bare wood |  | /cm^2
USEPA 2010 Investigation of Simulated Sunlight in the Ictivation of B. anthracis and B. subtilis on Outdoor Materials |  | Physical |  |  |  |  | 14.25 | cm^2 | 0.001425 | m^2 | combined | [7 empty] | 22 |  | 50 | Bare Pine Wood |  | 1440 |  |  | 0.92 | LR | 0.23 | 1.96 x SE |  |  |  | 5 | [10 empty] | bare wood |  | /cm^2
USEPA 2010 Investigation of Simulated Sunlight in the Ictivation of B. anthracis and B. subtilis on Outdoor Materials |  | Physical |  |  |  |  | 14.25 | cm^2 | 0.001425 | m^2 | combined | [7 empty] | 22 |  | 50 | Bare Pine Wood |  | 10080 |  |  | 1.16 | LR | 0.34 | 1.96 x SE |  |  |  | 5 | [10 empty] | bare wood |  | /cm^2
USEPA 2010 Investigation of Simulated Sunlight in the Ictivation of B. anthracis and B. subtilis on Outdoor Materials |  | Physical |  |  |  |  | 14.25 | cm^2 | 0.001425 | m^2 | combined | [7 empty] | 22 |  | 50 | Bare Pine Wood |  | 10080 |  |  | 0.11 | LR | 0.23 | 1.96 x SE |  |  |  | 5 | [10 empty] | bare wood |  | /cm^2
USEPA 2010 Investigation of Simulated Sunlight in the Ictivation of B. anthracis and B. subtilis on Outdoor Materials |  | Physical |  |  |  |  | 14.25 | cm^2 | 0.001425 | m^2 | combined | [7 empty] | 22 |  | 50 | Bare Pine Wood |  | 20160 |  |  | 1.01 | LR | 0.64 | 1.96 x SE |  |  |  | 5 | [10 empty] | bare wood |  | /cm^2
USEPA 2010 Investigation of Simulated Sunlight in the Ictivation of B. anthracis and B. subtilis on Outdoor Materials |  | Physical |  |  |  |  | 14.25 | cm^2 | 0.001425 | m^2 | combined | [7 empty] | 22 |  | 50 | Bare Pine Wood |  | 20160 |  |  | 0.94 | LR | 0.64 | 1.96 x SE |  |  |  | 5 | [10 empty] | bare wood |  | /cm^2
USEPA 2010 Investigation of Simulated Sunlight in the Ictivation of B. anthracis and B. subtilis on Outdoor Materials |  | Physical |  |  |  |  | 14.25 | cm^2 | 0.001425 | m^2 | combined | [7 empty] | 22 |  | 50 | Bare Pine Wood |  | 40320 |  |  | 1.51 | LR | 0.6 | 1.96 x SE |  |  |  | 5 | [10 empty] | bare wood |  | /cm^2
USEPA 2010 Investigation of Simulated Sunlight in the Ictivation of B. anthracis and B. subtilis on Outdoor Materials |  | Physical |  |  |  |  | 14.25 | cm^2 | 0.001425 | m^2 | combined | [7 empty] | 22 |  | 50 | Bare Pine Wood |  | 40320 |  |  | 1.27 | LR | 0.2 | 1.96 x SE |  |  |  | 5 | [10 empty] | bare wood |  | /cm^2
USEPA 2010 Investigation of Simulated Sunlight in the Ictivation of B. anthracis and B. subtilis on Outdoor Materials |  | Physical |  |  |  |  | 14.25 | cm^2 | 0.001425 | m^2 | combined | [7 empty] | 22 |  | 50 | Glass |  | 1440 |  |  | 3.77 | LR | 0.29 | 1.96 x SE |  |  |  | 5 | [10 empty] | glass |  | /cm^2
USEPA 2010 Investigation of Simulated Sunlight in the Ictivation of B. anthracis and B. subtilis on Outdoor Materials |  | Physical |  |  |  |  | 14.25 | cm^2 | 0.001425 | m^2 | combined | [7 empty] | 22 |  | 50 | Glass |  | 1440 |  |  | 2.59 | LR | 0.24 | 1.96 x SE |  |  |  | 5 | [10 empty] | glass |  | /cm^2
USEPA 2010 Investigation of Simulated Sunlight in the Ictivation of B. anthracis and B. subtilis on Outdoor Materials |  | Physical |  |  |  |  | 14.25 | cm^2 | 0.001425 | m^2 | combined | [7 empty] | 22 |  | 50 | Glass |  | 10080 |  |  | 5.25 | LR | 1.61 | 1.96 x SE |  |  |  | 5 | [10 empty] | glass |  | /cm^2
USEPA 2010 Investigation of Simulated Sunlight in the Ictivation of B. anthracis and B. subtilis on Outdoor Materials |  | Physical |  |  |  |  | 14.25 | cm^2 | 0.001425 | m^2 | combined | [7 empty] | 22 |  | 50 | Glass |  | 10080 |  |  | 3.84 | LR | 0.15 | 1.96 x SE |  |  |  | 5 | [10 empty] | glass |  | /cm^2
USEPA 2010 Investigation of Simulated Sunlight in the Ictivation of B. anthracis and B. subtilis on Outdoor Materials |  | Physical |  |  |  |  | 14.25 | cm^2 | 0.001425 | m^2 | combined | [7 empty] | 22 |  | 50 | Glass |  | 20160 |  |  | 5.81 | LR | 1.4 | 1.96 x SE |  |  |  | 5 | [10 empty] | glass |  | /cm^2
USEPA 2010 Investigation of Simulated Sunlight in the Ictivation of B. anthracis and B. subtilis on Outdoor Materials |  | Physical |  |  |  |  | 14.25 | cm^2 | 0.001425 | m^2 | combined | [7 empty] | 22 |  | 50 | Glass |  | 20160 |  |  | 3.99 | LR | 0.37 | 1.96 x SE |  |  |  | 5 | [10 empty] | glass |  | /cm^2
USEPA 2010 Investigation of Simulated Sunlight in the Ictivation of B. anthracis and B. subtilis on Outdoor Materials |  | Physical |  |  |  |  | 14.25 | cm^2 | 0.001425 | m^2 | combined | [7 empty] | 22 |  | 50 | Glass |  | 40320 |  |  | 4.72 | LR | 0.88 | 1.96 x SE |  |  |  | 5 | [10 empty] | glass |  | /cm^2
USEPA 2010 Investigation of Simulated Sunlight in the Ictivation of B. anthracis and B. subtilis on Outdoor Materials |  | Physical |  |  |  |  | 14.25 | cm^2 | 0.001425 | m^2 | combined | [7 empty] | 22 |  | 50 | Glass |  | 40320 |  |  | 5.29 | LR | 1.21 | 1.96 x SE |  |  |  | 5 | [10 empty] | glass |  | /cm^2
USEPA 2010 Investigation of Simulated Sunlight in the Ictivation of B. anthracis and B. subtilis on Outdoor Materials |  | Physical |  |  |  |  | 9.62 | cm^2 | 0.000962 | m^2 | combined | [7 empty] | 22 |  | 50 | Topsoil |  | 1440 |  |  | -1.1 | LR | 0.19 | 1.96 x SE |  |  |  | 5 | [10 empty] | soil |  | /cm^2
USEPA 2010 Investigation of Simulated Sunlight in the Ictivation of B. anthracis and B. subtilis on Outdoor Materials |  | Physical |  |  |  |  | 9.62 | cm^2 | 0.000962 | m^2 | combined | [7 empty] | 22 |  | 50 | Topsoil |  | 1440 |  |  | 0.31 | LR | 0.5 | 1.96 x SE |  |  |  | 5 | [10 empty] | soil |  | /cm^2
USEPA 2010 Investigation of Simulated Sunlight in the Ictivation of B. anthracis and B. subtilis on Outdoor Materials |  | Physical |  |  |  |  | 9.62 | cm^2 | 0.000962 | m^2 | combined | [7 empty] | 22 |  | 50 | Topsoil |  | 10080 |  |  | 0.09 | LR | 0.08 | 1.96 x SE |  |  |  | 5 | [10 empty] | soil |  | /cm^2
USEPA 2010 Investigation of Simulated Sunlight in the Ictivation of B. anthracis and B. subtilis on Outdoor Materials |  | Physical |  |  |  |  | 9.62 | cm^2 | 0.000962 | m^2 | combined | [7 empty] | 22 |  | 50 | Topsoil |  | 10080 |  |  | 0.75 | LR | 0.19 | 1.96 x SE |  |  |  | 5 | [10 empty] | soil |  | /cm^2
USEPA 2010 Investigation of Simulated Sunlight in the Ictivation of B. anthracis and B. subtilis on Outdoor Materials |  | Physical |  |  |  |  | 9.62 | cm^2 | 0.000962 | m^2 | combined | [7 empty] | 22 |  | 50 | Topsoil |  | 20160 |  |  | 0.17 | LR | 0.1 | 1.96 x SE |  |  |  | 5 | [10 empty] | soil |  | /cm^2
USEPA 2010 Investigation of Simulated Sunlight in the Ictivation of B. anthracis and B. subtilis on Outdoor Materials |  | Physical |  |  |  |  | 9.62 | cm^2 | 0.000962 | m^2 | combined | [7 empty] | 22 |  | 50 | Topsoil |  | 20160 |  |  | -0.08 | LR | 0.38 | 1.96 x SE |  |  |  | 5 | [10 empty] | soil |  | /cm^2
USEPA 2010 Investigation of Simulated Sunlight in the Ictivation of B. anthracis and B. subtilis on Outdoor Materials |  | Physical |  |  |  |  | 9.62 | cm^2 | 0.000962 | m^2 | combined | [7 empty] | 22 |  | 50 | Topsoil |  | 40320 |  |  | 0.2 | LR | 0.15 | 1.96 x SE |  |  |  | 5 | [10 empty] | soil |  | /cm^2
USEPA 2010 Investigation of Simulated Sunlight in the Ictivation of B. anthracis and B. subtilis on Outdoor Materials |  | Physical |  |  |  |  | 9.62 | cm^2 | 0.000962 | m^2 | combined | [7 empty] | 22 |  | 50 | Topsoil |  | 40320 |  |  | 0.15 | LR | 0.09 | 1.96 x SE |  |  |  | 5 | [10 empty] | soil |  | /cm^2
USEPA 2010 Investigation of Simulated Sunlight in the Ictivation of B. anthracis and B. subtilis on Outdoor Materials |  | Physical |  |  |  |  | 14.25 | cm^2 | 0.001425 | m^2 | combined | [7 empty] | 22 |  | 50 | Unpainted Concrete |  | 1440 |  |  | 0.81 | LR | 0.24 | 1.96 x SE |  |  |  | 5 | [10 empty] | concrete |  | /cm^2
USEPA 2010 Investigation of Simulated Sunlight in the Ictivation of B. anthracis and B. subtilis on Outdoor Materials |  | Physical |  |  |  |  | 14.25 | cm^2 | 0.001425 | m^2 | combined | [7 empty] | 22 |  | 50 | Unpainted Concrete |  | 1440 |  |  | 0.44 | LR | 0.37 | 1.96 x SE |  |  |  | 5 | [10 empty] | concrete |  | /cm^2
USEPA 2010 Investigation of Simulated Sunlight in the Ictivation of B. anthracis and B. subtilis on Outdoor Materials |  | Physical |  |  |  |  | 14.25 | cm^2 | 0.001425 | m^2 | combined | [7 empty] | 22 |  | 50 | Unpainted Concrete |  | 10080 |  |  | 0.65 | LR | 0.28 | 1.96 x SE |  |  |  | 5 | [10 empty] | concrete |  | /cm^2
USEPA 2010 Investigation of Simulated Sunlight in the Ictivation of B. anthracis and B. subtilis on Outdoor Materials |  | Physical |  |  |  |  | 14.25 | cm^2 | 0.001425 | m^2 | combined | [7 empty] | 22 |  | 50 | Unpainted Concrete |  | 10080 |  |  | 2.44 | LR | 0.59 | 1.96 x SE |  |  |  | 5 | [10 empty] | concrete |  | /cm^2
USEPA 2010 Investigation of Simulated Sunlight in the Ictivation of B. anthracis and B. subtilis on Outdoor Materials |  | Physical |  |  |  |  | 14.25 | cm^2 | 0.001425 | m^2 | combined | [7 empty] | 22 |  | 50 | Unpainted Concrete |  | 20160 |  |  | 2.21 | LR | 0.83 | 1.96 x SE |  |  |  | 5 | [10 empty] | concrete |  | /cm^2
USEPA 2010 Investigation of Simulated Sunlight in the Ictivation of B. anthracis and B. subtilis on Outdoor Materials |  | Physical |  |  |  |  | 14.25 | cm^2 | 0.001425 | m^2 | combined | [7 empty] | 22 |  | 50 | Unpainted Concrete |  | 20160 |  |  | 0.48 | LR | 0.15 | 1.96 x SE |  |  |  | 5 | [10 empty] | concrete |  | /cm^2
USEPA 2010 Investigation of Simulated Sunlight in the Ictivation of B. anthracis and B. subtilis on Outdoor Materials |  | Physical |  |  |  |  | 14.25 | cm^2 | 0.001425 | m^2 | combined | [7 empty] | 22 |  | 50 | Unpainted Concrete |  | 40320 |  |  | 1.51 | LR | 0.55 | 1.96 x SE |  |  |  | 5 | [10 empty] | concrete |  | /cm^2
USEPA 2010 Investigation of Simulated Sunlight in the Ictivation of B. anthracis and B. subtilis on Outdoor Materials |  | Physical |  |  |  |  | 14.25 | cm^2 | 0.001425 | m^2 | combined | [7 empty] | 22 |  | 50 | Unpainted Concrete |  | 40320 |  |  | 2.15 | LR | 0.1 | 1.96 x SE |  |  |  | 5 | [10 empty] | concrete |  | /cm^2

## Physical Data
Value
Number of Records | 1101
Records Including Grime Dirt | 344
Records Including Rinsate | 300
| Units | Minimum | Maximum | Mean/Mode | Standard Deviation
Coupon Area | multiple units given | 0.1 | 200 | 16.9287 | 37.2788
Loading | multiple units given | 100000 | 69183097.0919 | 5090302.7839 | 14005682.1576
Number of Applications | # | 1 | 6 | 2.4031 | 1.7829
Temperature | Celsius | 22 | 1000 | 52.8478 | 60.9157
Relative Humidity | % | 35 | 90 | 64.2162 | 16.0454
Contact Time | Minutes | 0 | 40320 | 2578.1696 | 4601.969
Concentration of Active Decon Agent | multiple units given | -0.59482 | 23107.7694 | 711.769 | 2858.5514
Efficacy | multiple units given | -1.1 | 105.6995 | 7.2837 | 17.2031
Volume Applied | NA | NA | NA | NA | NA

## Solid Powder Master
Ref | GrimeDirt | AppMeth | LoadingUn | LoadingNum | ConvertedLoading | ConvertedLoadingUn | CoupArea | CoupAreaUn | ConvertedCoupArea | ConvertedCoupAreaUn | Rinsate | RinsateUn | ConcDoseCtrl | ConcDoseNum | ConcDoseUn | ConvertedConcDose | ConvertedConcDoseUn | TempCtrl | TempNum | RHCtrl | RHNum | SurfMed | ContTimeDesc | ContTimeNumMin | TotalApp | EffGreater | Eff | EffMeas | EffVar | EffVarStat | ConvertedEff | ConvertedEffMeas | LPosRec | N | MatComp | VolApp | VolAppUn | ConvertedVolApp | ConvertedVolAppUn | CT | CTUn | RinsateLess | Positives | WaterRinse | Surface | VolAppDen(L/m^2) | VolAppDenUn | ClO2(ppm) | MB(mg/L) | H2O2(ppm) | PosCalc | LPosRecCalc
Koper 2002 noscale Powders And Formulations With Biocidal Activity Toward Spores And Vegetative Cells Of Bacillus Species, Viruses, And Toxins. |  | Solid Powder | [11 empty] | 0 |  |  |  |  | 25 |  | 50 | nitrocellulose filter |  | 20 |  |  | 95 | %Kill | [5 empty] | 3
Koper 2002 noscale Powders And Formulations With Biocidal Activity Toward Spores And Vegetative Cells Of Bacillus Species, Viruses, And Toxins. |  | Solid Powder | [11 empty] | 0 |  |  |  |  | 25 |  | 50 | nitrocellulose filter |  | 40 |  |  | 93 | %Kill | [5 empty] | 3
Koper 2002 noscale Powders And Formulations With Biocidal Activity Toward Spores And Vegetative Cells Of Bacillus Species, Viruses, And Toxins. |  | Solid Powder | [11 empty] | 0 |  |  |  |  | 25 |  | 50 | nitrocellulose filter |  | 60 |  |  | 98 | %Kill | [5 empty] | 3
Koper 2002 noscale Powders And Formulations With Biocidal Activity Toward Spores And Vegetative Cells Of Bacillus Species, Viruses, And Toxins. |  | Solid Powder | [11 empty] | 0 |  |  |  |  | 25 |  | 50 | nitrocellulose filter |  | 80 |  |  | 95 | %Kill | [5 empty] | 3
Koper 2002 noscale Powders And Formulations With Biocidal Activity Toward Spores And Vegetative Cells Of Bacillus Species, Viruses, And Toxins. |  | Solid Powder | [11 empty] | 0 |  |  |  |  | 25 |  | 50 | nitrocellulose filter |  | 100 |  |  | 95 | %Kill | [5 empty] | 3

## Solid Powder Data
Value
Number of Records | 5
Records Including Grime Dirt | 0
Records Including Rinsate | 0
| Units | Minimum | Maximum | Mean/Mode | Standard Deviation
Coupon Area | NA | NA | NA | NA | NA
Loading | NA | NA | NA | NA | NA
Number of Applications | NA | NA | NA | NA | NA
Temperature | Celsius | 25 | 25 | 25 | 0
Relative Humidity | % | 50 | 50 | 50 | 0
Contact Time | Minutes | 20 | 100 | 60 | 31.6228
Concentration of Active Decon Agent | NA | 0 | 0 | 0 | 0
Efficacy | %Kill | 93 | 98 | 95.2 | 1.7889
Volume Applied | NA | NA | NA | NA | NA

## Suspension Master
Ref | GrimeDirt | AppMeth | LoadingUn | LoadingNum | ConvertedLoading | ConvertedLoadingUn | CoupArea | CoupAreaUn | ConvertedCoupArea | ConvertedCoupAreaUn | Rinsate | RinsateUn | ConcDoseCtrl | ConcDoseNum | ConcDoseUn | ConvertedConcDose | ConvertedConcDoseUn | TempCtrl | TempNum | RHCtrl | RHNum | SurfMed | ContTimeDesc | ContTimeNumMin | TotalApp | EffGreater | Eff | EffMeas | EffVar | EffVarStat | ConvertedEff | ConvertedEffMeas | LPosRec | N | MatComp | VolApp | VolAppUn | ConvertedVolApp | ConvertedVolAppUn | CT | CTUn | RinsateLess | Positives | WaterRinse | Surface | VolAppDen(L/m^2) | VolAppDenUn | ClO2(ppm) | MB(mg/L) | H2O2(ppm) | PosCalc | LPosRecCalc
Brantner, 2014, Ictivation and ultrastructure alysis of Bacillus spp. And Clostridium perfringens spores |  | Suspension | [11 empty] | 4 | wt% | [6 empty] | aqueous suspension | steady state conditions | 5 |  |  | 3 | Qual Pos | [5 empty] | 3
Brantner, 2014, Ictivation and ultrastructure alysis of Bacillus spp. And Clostridium perfringens spores |  | Suspension | [11 empty] | 4 | wt% | [6 empty] | aqueous suspension | steady state conditions | 15 |  |  | 3 | QualPos | [5 empty] | 2 | [16 empty] | 3
Brantner, 2014, Ictivation and ultrastructure alysis of Bacillus spp. And Clostridium perfringens spores |  | Suspension | [11 empty] | 4 | wt% | [6 empty] | aqueous suspension | steady state conditions | 30 |  |  | 0 | QualPos | [5 empty] | 3 | [16 empty] | 0
Brantner, 2014, Ictivation and ultrastructure alysis of Bacillus spp. And Clostridium perfringens spores |  | Suspension | [11 empty] | 4 | wt% | [6 empty] | aqueous suspension | steady state conditions | 60 |  |  | 0 | QualPos | [5 empty] | 3 | [16 empty] | 0
Brantner, 2014, Ictivation and ultrastructure alysis of Bacillus spp. And Clostridium perfringens spores |  | Suspension | [11 empty] | 4 | wt% | [6 empty] | aqueous suspension | steady state conditions | 120 |  |  | 0 | QualPos | [5 empty] | 3 | [16 empty] | 0
Brantner, 2014, Ictivation and ultrastructure alysis of Bacillus spp. And Clostridium perfringens spores |  | Suspension | [11 empty] | 4 | wt% | [6 empty] | aqueous suspension | steady state conditions | 240 |  |  | 0 | QualPos | [5 empty] | 3 | [16 empty] | 0
Brantner, 2014, Ictivation and ultrastructure alysis of Bacillus spp. And Clostridium perfringens spores |  | Suspension | [11 empty] | 4 | wt% | [6 empty] | aqueous suspension | steady state conditions | 1440 |  |  | 0 | QualPos | [5 empty] | 3 | [16 empty] | 0
Brantner, 2014, Ictivation and ultrastructure alysis of Bacillus spp. And Clostridium perfringens spores |  | Suspension | [11 empty] | 4 | wt% | [6 empty] | aqueous suspension | steady state conditions | 2880 |  |  | 0 | QualPos | [5 empty] | 3 | [16 empty] | 0
Brantner, 2014, Ictivation and ultrastructure alysis of Bacillus spp. And Clostridium perfringens spores |  | Suspension | [11 empty] | 4 | wt% | [6 empty] | aqueous suspension | steady state conditions | 5 |  |  | 3 | QualPos | [5 empty] | 3 | [16 empty] | 3
Brantner, 2014, Ictivation and ultrastructure alysis of Bacillus spp. And Clostridium perfringens spores |  | Suspension | [11 empty] | 4 | wt% | [6 empty] | aqueous suspension | steady state conditions | 15 |  |  | 0 | QualPos | [5 empty] | 3 | [16 empty] | 0
Brantner, 2014, Ictivation and ultrastructure alysis of Bacillus spp. And Clostridium perfringens spores |  | Suspension | [11 empty] | 4 | wt% | [6 empty] | aqueous suspension | steady state conditions | 30 |  |  | 0 | QualPos | [5 empty] | 3 | [16 empty] | 0
Brantner, 2014, Ictivation and ultrastructure alysis of Bacillus spp. And Clostridium perfringens spores |  | Suspension | [11 empty] | 4 | wt% | [6 empty] | aqueous suspension | steady state conditions | 60 |  |  | 0 | QualPos | [5 empty] | 3 | [16 empty] | 0
Brantner, 2014, Ictivation and ultrastructure alysis of Bacillus spp. And Clostridium perfringens spores |  | Suspension | [11 empty] | 4 | wt% | [6 empty] | aqueous suspension | steady state conditions | 120 |  |  | 0 | QualPos | [5 empty] | 3 | [16 empty] | 0
Brantner, 2014, Ictivation and ultrastructure alysis of Bacillus spp. And Clostridium perfringens spores |  | Suspension | [11 empty] | 4 | wt% | [6 empty] | aqueous suspension | steady state conditions | 240 |  |  | 0 | QualPos | [5 empty] | 3 | [16 empty] | 0
Brantner, 2014, Ictivation and ultrastructure alysis of Bacillus spp. And Clostridium perfringens spores |  | Suspension | [11 empty] | 4 | wt% | [6 empty] | aqueous suspension | steady state conditions | 1440 |  |  | 0 | QualPos | [5 empty] | 3 | [16 empty] | 0
Brantner, 2014, Ictivation and ultrastructure alysis of Bacillus spp. And Clostridium perfringens spores |  | Suspension | [11 empty] | 4 | wt% | [6 empty] | aqueous suspension | steady state conditions | 2880 |  |  | 0 | QualPos | [5 empty] | 3 | [16 empty] | 0
Brantner, 2014, Ictivation and ultrastructure alysis of Bacillus spp. And Clostridium perfringens spores |  | Suspension | [11 empty] | 4 | wt% | [6 empty] | aqueous suspension | steady state conditions | 5 |  |  | 3 | QualPos | [5 empty] | 3 | [16 empty] | 3
Brantner, 2014, Ictivation and ultrastructure alysis of Bacillus spp. And Clostridium perfringens spores |  | Suspension | [11 empty] | 4 | wt% | [6 empty] | aqueous suspension | steady state conditions | 15 |  |  | 3 | QualPos | [5 empty] | 3 | [16 empty] | 3
Brantner, 2014, Ictivation and ultrastructure alysis of Bacillus spp. And Clostridium perfringens spores |  | Suspension | [11 empty] | 4 | wt% | [6 empty] | aqueous suspension | steady state conditions | 30 |  |  | 0 | QualPos | [5 empty] | 3 | [16 empty] | 0
Brantner, 2014, Ictivation and ultrastructure alysis of Bacillus spp. And Clostridium perfringens spores |  | Suspension | [11 empty] | 4 | wt% | [6 empty] | aqueous suspension | steady state conditions | 60 |  |  | 0 | QualPos | [5 empty] | 3 | [16 empty] | 0
Brantner, 2014, Ictivation and ultrastructure alysis of Bacillus spp. And Clostridium perfringens spores |  | Suspension | [11 empty] | 4 | wt% | [6 empty] | aqueous suspension | steady state conditions | 120 |  |  | 0 | QualPos | [5 empty] | 3 | [16 empty] | 0
Brantner, 2014, Ictivation and ultrastructure alysis of Bacillus spp. And Clostridium perfringens spores |  | Suspension | [11 empty] | 4 | wt% | [6 empty] | aqueous suspension | steady state conditions | 240 |  |  | 0 | QualPos | [5 empty] | 3 | [16 empty] | 0
Brantner, 2014, Ictivation and ultrastructure alysis of Bacillus spp. And Clostridium perfringens spores |  | Suspension | [11 empty] | 4 | wt% | [6 empty] | aqueous suspension | steady state conditions | 1440 |  |  | 0 | QualPos | [5 empty] | 3 | [16 empty] | 0
Brantner, 2014, Ictivation and ultrastructure alysis of Bacillus spp. And Clostridium perfringens spores |  | Suspension | [11 empty] | 4 | wt% | [6 empty] | aqueous suspension | steady state conditions | 2880 |  |  | 0 | QualPos | [5 empty] | 3 | [16 empty] | 0
Brantner, 2014, Ictivation and ultrastructure alysis of Bacillus spp. And Clostridium perfringens spores |  | Suspension | [11 empty] | 4 | wt% | [6 empty] | aqueous suspension | steady state conditions | 5 |  |  | 3 | QualPos | [5 empty] | 3 | [16 empty] | 3
Brantner, 2014, Ictivation and ultrastructure alysis of Bacillus spp. And Clostridium perfringens spores |  | Suspension | [11 empty] | 4 | wt% | [6 empty] | aqueous suspension | steady state conditions | 15 |  |  | 3 | QualPos | [5 empty] | 3 | [16 empty] | 3
Brantner, 2014, Ictivation and ultrastructure alysis of Bacillus spp. And Clostridium perfringens spores |  | Suspension | [11 empty] | 4 | wt% | [6 empty] | aqueous suspension | steady state conditions | 30 |  |  | 0 | QualPos | [5 empty] | 3 | [16 empty] | 0
Brantner, 2014, Ictivation and ultrastructure alysis of Bacillus spp. And Clostridium perfringens spores |  | Suspension | [11 empty] | 4 | wt% | [6 empty] | aqueous suspension | steady state conditions | 60 |  |  | 0 | QualPos | [5 empty] | 3 | [16 empty] | 0
Brantner, 2014, Ictivation and ultrastructure alysis of Bacillus spp. And Clostridium perfringens spores |  | Suspension | [11 empty] | 4 | wt% | [6 empty] | aqueous suspension | Steady state conditions | 120 |  |  | 0 | QualPos | [5 empty] | 3 | [16 empty] | 0
Brantner, 2014, Ictivation and ultrastructure alysis of Bacillus spp. And Clostridium perfringens spores |  | Suspension | [11 empty] | 4 | wt% | [6 empty] | aqueous suspension | Steady state conditions | 240 |  |  | 0 | QualPos | [5 empty] | 3 | [16 empty] | 0
Brantner, 2014, Ictivation and ultrastructure alysis of Bacillus spp. And Clostridium perfringens spores |  | Suspension | [11 empty] | 4 | wt% | [6 empty] | aqueous suspension | steady state conditions | 1440 |  |  | 0 | QualPos | [5 empty] | 3 | [16 empty] | 0
Brantner, 2014, Ictivation and ultrastructure alysis of Bacillus spp. And Clostridium perfringens spores |  | Suspension | [11 empty] | 4 | wt% | [6 empty] | aqueous suspension | steady state conditions | 2880 |  |  | 0 | QualPos | [5 empty] | 3 | [16 empty] | 0
Brantner, 2014, Ictivation and ultrastructure alysis of Bacillus spp. And Clostridium perfringens spores |  | Suspension | [11 empty] | 4 | wt% | [6 empty] | aqueous suspension | steady state conditions | 5 |  |  | 3 | QualPos | [5 empty] | 3 | [16 empty] | 3
Brantner, 2014, Ictivation and ultrastructure alysis of Bacillus spp. And Clostridium perfringens spores |  | Suspension | [11 empty] | 4 | wt% | [6 empty] | aqueous suspension | steady state conditions | 15 |  |  | 0 | QualPos | [5 empty] | 3 | [16 empty] | 0
Brantner, 2014, Ictivation and ultrastructure alysis of Bacillus spp. And Clostridium perfringens spores |  | Suspension | [11 empty] | 4 | wt% | [6 empty] | aqueous suspension | steady state conditions | 30 |  |  | 0 | QualPos | [5 empty] | 3 | [16 empty] | 0
Brantner, 2014, Ictivation and ultrastructure alysis of Bacillus spp. And Clostridium perfringens spores |  | Suspension | [11 empty] | 4 | wt% | [6 empty] | aqueous suspension | steady state conditions | 60 |  |  | 0 | QualPos | [5 empty] | 3 | [16 empty] | 0
Brantner, 2014, Ictivation and ultrastructure alysis of Bacillus spp. And Clostridium perfringens spores |  | Suspension | [11 empty] | 4 | wt% | [6 empty] | aqueous suspension | steady state conditions | 120 |  |  | 0 | QualPos | [5 empty] | 3 | [16 empty] | 0
Brantner, 2014, Ictivation and ultrastructure alysis of Bacillus spp. And Clostridium perfringens spores |  | Suspension | [11 empty] | 4 | wt% | [6 empty] | aqueous suspension | steady state conditions | 240 |  |  | 0 | QualPos | [5 empty] | 3 | [16 empty] | 0
Brantner, 2014, Ictivation and ultrastructure alysis of Bacillus spp. And Clostridium perfringens spores |  | Suspension | [11 empty] | 4 | wt% | [6 empty] | aqueous suspension | steady state conditions | 1440 |  |  | 0 | QualPos | [5 empty] | 3 | [16 empty] | 0
Brantner, 2014, Ictivation and ultrastructure alysis of Bacillus spp. And Clostridium perfringens spores |  | Suspension | [11 empty] | 4 | wt% | [6 empty] | aqueous suspension | steady state conditions | 2880 |  |  | 0 | QualPos | [5 empty] | 3 | [16 empty] | 0
Brantner, 2014, Ictivation and ultrastructure alysis of Bacillus spp. And Clostridium perfringens spores |  | Suspension | [11 empty] | 4 | wt% | [6 empty] | aqueous suspension | steady state conditions | 5 |  |  | 3 | QualPos | [5 empty] | 3 | [16 empty] | 3
Brantner, 2014, Ictivation and ultrastructure alysis of Bacillus spp. And Clostridium perfringens spores |  | Suspension | [11 empty] | 4 | wt% | [6 empty] | aqueous suspension | steady state conditions | 15 |  |  | 2 | QualPos | [5 empty] | 3 | [16 empty] | 2
Brantner, 2014, Ictivation and ultrastructure alysis of Bacillus spp. And Clostridium perfringens spores |  | Suspension | [11 empty] | 4 | wt% | [6 empty] | aqueous suspension | steady state conditions | 30 |  |  | 0 | QualPos | [5 empty] | 3 | [16 empty] | 0
Brantner, 2014, Ictivation and ultrastructure alysis of Bacillus spp. And Clostridium perfringens spores |  | Suspension | [11 empty] | 4 | wt% | [6 empty] | aqueous suspension | steady state conditions | 60 |  |  | 0 | QualPos | [5 empty] | 3 | [16 empty] | 0
Brantner, 2014, Ictivation and ultrastructure alysis of Bacillus spp. And Clostridium perfringens spores |  | Suspension | [11 empty] | 4 | wt% | [6 empty] | aqueous suspension | steady state conditions | 120 |  |  | 0 | QualPos | [5 empty] | 3 | [16 empty] | 0
Brantner, 2014, Ictivation and ultrastructure alysis of Bacillus spp. And Clostridium perfringens spores |  | Suspension | [11 empty] | 4 | wt% | [6 empty] | aqueous suspension | steady state conditions | 240 |  |  | 0 | QualPos | [5 empty] | 3 | [16 empty] | 0
Brantner, 2014, Ictivation and ultrastructure alysis of Bacillus spp. And Clostridium perfringens spores |  | Suspension | [11 empty] | 4 | wt% | [6 empty] | aqueous suspension | steady state conditions | 1440 |  |  | 0 | QualPos | [5 empty] | 3 | [16 empty] | 0
Brantner, 2014, Ictivation and ultrastructure alysis of Bacillus spp. And Clostridium perfringens spores |  | Suspension | [11 empty] | 4 | wt% | [6 empty] | aqueous suspension | steady state conditions | 2880 |  |  | 0 | QualPos | [5 empty] | 3 | [16 empty] | 0
Brantner, 2014, Ictivation and ultrastructure alysis of Bacillus spp. And Clostridium perfringens spores |  | Suspension | [11 empty] | 4 | wt% | [6 empty] | aqueous suspension | steady state conditions | 5 |  |  | 3 | QualPos | [5 empty] | 3 | [16 empty] | 3
Brantner, 2014, Ictivation and ultrastructure alysis of Bacillus spp. And Clostridium perfringens spores |  | Suspension | [11 empty] | 4 | wt% | [6 empty] | aqueous suspension | steady state conditions | 15 |  |  | 3 | QualPos | [5 empty] | 3 | [16 empty] | 3
Brantner, 2014, Ictivation and ultrastructure alysis of Bacillus spp. And Clostridium perfringens spores |  | Suspension | [11 empty] | 4 | wt% | [6 empty] | aqueous suspension | steady state conditions | 30 |  |  | 0 | QualPos | [5 empty] | 3 | [16 empty] | 0
Brantner, 2014, Ictivation and ultrastructure alysis of Bacillus spp. And Clostridium perfringens spores |  | Suspension | [11 empty] | 4 | wt% | [6 empty] | aqueous suspension | steady state conditions | 60 |  |  | 0 | QualPos | [5 empty] | 3 | [16 empty] | 0
Brantner, 2014, Ictivation and ultrastructure alysis of Bacillus spp. And Clostridium perfringens spores |  | Suspension | [11 empty] | 4 | wt% | [6 empty] | aqueous suspension | steady state conditions | 120 |  |  | 0 | QualPos | [5 empty] | 3 | [16 empty] | 0
Brantner, 2014, Ictivation and ultrastructure alysis of Bacillus spp. And Clostridium perfringens spores |  | Suspension | [11 empty] | 4 | wt% | [6 empty] | aqueous suspension | steady state conditions | 240 |  |  | 0 | QualPos | [5 empty] | 3 | [16 empty] | 0
Brantner, 2014, Ictivation and ultrastructure alysis of Bacillus spp. And Clostridium perfringens spores |  | Suspension | [11 empty] | 4 | wt% | [6 empty] | aqueous suspension | steady state conditions | 1440 |  |  | 0 | QualPos | [5 empty] | 3 | [16 empty] | 0
Brantner, 2014, Ictivation and ultrastructure alysis of Bacillus spp. And Clostridium perfringens spores |  | Suspension | [11 empty] | 4 | wt% | [6 empty] | aqueous suspension | steady state conditions | 2880 |  |  | 0 | QualPos | [5 empty] | 3 | [16 empty] | 0
Brantner, 2014, Ictivation and ultrastructure alysis of Bacillus spp. And Clostridium perfringens spores |  | Suspension | [11 empty] | 4 | wt% | [6 empty] | aqueous suspension | steady state conditions | 5 |  |  | 3 | QualPos | [5 empty] | 3 | [16 empty] | 3
Brantner, 2014, Ictivation and ultrastructure alysis of Bacillus spp. And Clostridium perfringens spores |  | Suspension | [11 empty] | 4 | wt% | [6 empty] | aqueous suspension | steady state conditions | 15 |  |  | 3 | QualPos | [5 empty] | 3 | [16 empty] | 3
Brantner, 2014, Ictivation and ultrastructure alysis of Bacillus spp. And Clostridium perfringens spores |  | Suspension | [11 empty] | 4 | wt% | [6 empty] | aqueous suspension | steady state conditions | 30 |  |  | 3 | QualPos | [5 empty] | 3 | [16 empty] | 3
Brantner, 2014, Ictivation and ultrastructure alysis of Bacillus spp. And Clostridium perfringens spores |  | Suspension | [11 empty] | 4 | wt% | [6 empty] | aqueous suspension | steady state conditions | 60 |  |  | 3 | QualPos | [5 empty] | 3 | [16 empty] | 3
Brantner, 2014, Ictivation and ultrastructure alysis of Bacillus spp. And Clostridium perfringens spores |  | Suspension | [11 empty] | 4 | wt% | [6 empty] | aqueous suspension | steady state conditions | 120 |  |  | 3 | QualPos | [5 empty] | 3 | [16 empty] | 3
Brantner, 2014, Ictivation and ultrastructure alysis of Bacillus spp. And Clostridium perfringens spores |  | Suspension | [11 empty] | 4 | wt% | [6 empty] | aqueous suspension | steady state conditions | 240 |  |  | 0 | QualPos | [5 empty] | 3 | [16 empty] | 0
Brantner, 2014, Ictivation and ultrastructure alysis of Bacillus spp. And Clostridium perfringens spores |  | Suspension | [11 empty] | 4 | wt% | [6 empty] | aqueous suspension | steady state conditions | 1440 |  |  | 0 | QualPos | [5 empty] | 3 | [16 empty] | 0
Brantner, 2014, Ictivation and ultrastructure alysis of Bacillus spp. And Clostridium perfringens spores |  | Suspension | [11 empty] | 4 | wt% | [6 empty] | aqueous suspension | steady state conditions | 2880 |  |  | 0 | QualPos | [5 empty] | 3 | [16 empty] | 0
Brantner, 2014, Ictivation and ultrastructure alysis of Bacillus spp. And Clostridium perfringens spores |  | Suspension | [11 empty] | 4 | wt% | [6 empty] | aqueous suspension | steady state conditions | 5 |  |  | 3 | QualPos | [5 empty] | 3 | [16 empty] | 3
Brantner, 2014, Ictivation and ultrastructure alysis of Bacillus spp. And Clostridium perfringens spores |  | Suspension | [11 empty] | 4 | wt% | [6 empty] | aqueous suspension | steady state conditions | 15 |  |  | 3 | QualPos | [5 empty] | 3 | [16 empty] | 3
Brantner, 2014, Ictivation and ultrastructure alysis of Bacillus spp. And Clostridium perfringens spores |  | Suspension | [11 empty] | 4 | wt% | [6 empty] | aqueous suspension | steady state conditions | 30 |  |  | 3 | QualPos | [5 empty] | 3 | [16 empty] | 3
Brantner, 2014, Ictivation and ultrastructure alysis of Bacillus spp. And Clostridium perfringens spores |  | Suspension | [11 empty] | 4 | wt% | [6 empty] | aqueous suspension | steady state conditions | 60 |  |  | 3 | QualPos | [5 empty] | 3 | [16 empty] | 3
Brantner, 2014, Ictivation and ultrastructure alysis of Bacillus spp. And Clostridium perfringens spores |  | Suspension | [11 empty] | 4 | wt% | [6 empty] | aqueous suspension | steady state conditions | 120 |  |  | 3 | QualPos | [5 empty] | 3 | [16 empty] | 3
Brantner, 2014, Ictivation and ultrastructure alysis of Bacillus spp. And Clostridium perfringens spores |  | Suspension | [11 empty] | 4 | wt% | [6 empty] | aqueous suspension | steady state conditions | 240 |  |  | 0 | QualPos | [5 empty] | 3 | [16 empty] | 0
Brantner, 2014, Ictivation and ultrastructure alysis of Bacillus spp. And Clostridium perfringens spores |  | Suspension | [11 empty] | 4 | wt% | [6 empty] | aqueous suspension | steady state conditions | 1440 |  |  | 0 | QualPos | [5 empty] | 3 | [16 empty] | 0
Brantner, 2014, Ictivation and ultrastructure alysis of Bacillus spp. And Clostridium perfringens spores |  | Suspension | [11 empty] | 4 | wt% | [6 empty] | aqueous suspension | steady state conditions | 2880 |  |  | 0 | QualPos | [5 empty] | 3 | [16 empty] | 0
Brantner, 2014, Ictivation and ultrastructure alysis of Bacillus spp. And Clostridium perfringens spores |  | Suspension | [11 empty] | 4 | wt% | [6 empty] | aqueous suspension | steady state conditions | 5 |  |  | 3 | QualPos | [5 empty] | 3 | [16 empty] | 3
Brantner, 2014, Ictivation and ultrastructure alysis of Bacillus spp. And Clostridium perfringens spores |  | Suspension | [11 empty] | 4 | wt% | [6 empty] | aqueous suspension | steady state conditions | 15 |  |  | 2 | QualPos | [5 empty] | 3 | [16 empty] | 2
Brantner, 2014, Ictivation and ultrastructure alysis of Bacillus spp. And Clostridium perfringens spores |  | Suspension | [11 empty] | 4 | wt% | [6 empty] | aqueous suspension | steady state conditions | 30 |  |  | 0 | QualPos | [5 empty] | 3 | [16 empty] | 0
Brantner, 2014, Ictivation and ultrastructure alysis of Bacillus spp. And Clostridium perfringens spores |  | Suspension | [11 empty] | 4 | wt% | [6 empty] | aqueous suspension | steady state conditions | 60 |  |  | 0 | QualPos | [5 empty] | 3 | [16 empty] | 0
Brantner, 2014, Ictivation and ultrastructure alysis of Bacillus spp. And Clostridium perfringens spores |  | Suspension | [11 empty] | 4 | wt% | [6 empty] | aqueous suspension | steady state conditions | 120 |  |  | 0 | QualPos | [5 empty] | 3 | [16 empty] | 0
Brantner, 2014, Ictivation and ultrastructure alysis of Bacillus spp. And Clostridium perfringens spores |  | Suspension | [11 empty] | 4 | wt% | [6 empty] | aqueous suspension | steady state conditions | 240 |  |  | 0 | QualPos | [5 empty] | 3 | [16 empty] | 0
Brantner, 2014, Ictivation and ultrastructure alysis of Bacillus spp. And Clostridium perfringens spores |  | Suspension | [11 empty] | 4 | wt% | [6 empty] | aqueous suspension | steady state conditions | 1440 |  |  | 0 | QualPos | [5 empty] | 3 | [16 empty] | 0
Brantner, 2014, Ictivation and ultrastructure alysis of Bacillus spp. And Clostridium perfringens spores |  | Suspension | [11 empty] | 4 | wt% | [6 empty] | aqueous suspension | steady state conditions | 2880 |  |  | 0 | QualPos | [5 empty] | 3 | [16 empty] | 0
Brantner, 2014, Ictivation and ultrastructure alysis of Bacillus spp. And Clostridium perfringens spores |  | Suspension | [11 empty] | 4 | wt% | [6 empty] | aqueous suspension | steady state conditions | 5 |  |  | 0 | QualPos | [5 empty] | 3 | [16 empty] | 0
Brantner, 2014, Ictivation and ultrastructure alysis of Bacillus spp. And Clostridium perfringens spores |  | Suspension | [11 empty] | 4 | wt% | [6 empty] | aqueous suspension | steady state conditions | 15 |  |  | 0 | QualPos | [5 empty] | 3 | [16 empty] | 0
Brantner, 2014, Ictivation and ultrastructure alysis of Bacillus spp. And Clostridium perfringens spores |  | Suspension | [11 empty] | 4 | wt% | [6 empty] | aqueous suspension | steady state conditions | 30 |  |  | 0 | QualPos | [5 empty] | 3 | [16 empty] | 0
Brantner, 2014, Ictivation and ultrastructure alysis of Bacillus spp. And Clostridium perfringens spores |  | Suspension | [11 empty] | 4 | wt% | [6 empty] | aqueous suspension | steady state conditions | 60 |  |  | 0 | QualPos | [5 empty] | 3 | [16 empty] | 0
Brantner, 2014, Ictivation and ultrastructure alysis of Bacillus spp. And Clostridium perfringens spores |  | Suspension | [11 empty] | 4 | wt% | [6 empty] | aqueous suspension | steady state conditions | 120 |  |  | 0 | QualPos | [5 empty] | 3 | [16 empty] | 0
Brantner, 2014, Ictivation and ultrastructure alysis of Bacillus spp. And Clostridium perfringens spores |  | Suspension | [11 empty] | 4 | wt% | [6 empty] | aqueous suspension | steady state conditions | 240 |  |  | 0 | QualPos | [5 empty] | 3 | [16 empty] | 0
Brantner, 2014, Ictivation and ultrastructure alysis of Bacillus spp. And Clostridium perfringens spores |  | Suspension | [11 empty] | 4 | wt% | [6 empty] | aqueous suspension | steady state conditions | 1440 |  |  | 0 | QualPos | [5 empty] | 3 | [16 empty] | 0
Brantner, 2014, Ictivation and ultrastructure alysis of Bacillus spp. And Clostridium perfringens spores |  | Suspension | [11 empty] | 4 | wt% | [6 empty] | aqueous suspension | steady state conditions | 2880 |  |  | 0 | QualPos | [5 empty] | 3 | [16 empty] | 0

## Suspension Data
Value
Number of Records | 88
Records Including Grime Dirt | 0
Records Including Rinsate | 0
| Units | Minimum | Maximum | Mean/Mode | Standard Deviation
Coupon Area | NA | NA | NA | NA | NA
Loading | NA | NA | NA | NA | NA
Number of Applications | NA | NA | NA | NA | NA
Temperature | Celsius | NA | NA | NA | NA
Relative Humidity | % | NA | NA | NA | NA
Contact Time | Minutes | 5 | 2880 | 598.75 | 978.7637
Concentration of Active Decon Agent | wt% | 4 | 4 | 4 | 0
Efficacy | multiple units given | 0 | 3 | 0.79545 | 1.3145
Volume Applied | NA | NA | NA | NA | NA